## Summary
SUMMARY
Est.2025
DATE |  | PROJECT NAME | PROJECT LOCATION
2024-01-12 |  | HOUSE OF STEFAS | 3299 FRANKLIN AVE, MILLBROOK, NY 12545
LINE NO. | CSI DIV. | DESCRIPTION | MATERIAL COST | LABOR COST | TOTAL COST
1 | DIV. 01 | GENERAL REQUIREMENTS | 0 | 199780 | 199780
2 | DIV. 02 | EXISTING CONDITIONS | 14193.5297 | 84895.3105 | 99088.8403
3 | DIV. 03 | CONCRETE | 52063.7146 | 60999.5526 | 113063.2672
4 | DIV. 04 | MASONRY | 31290.9812 | 49672.9568 | 80963.938
5 | DIV. 05 | METALS | 14669.5137 | 8244.4132 | 22913.9269
6 | DIV. 06 | WOOD, PLASTICS AND COMPOSITES | 45030.5295 | 42594.1755 | 87624.705
7 | DIV. 07 | THERMAL AND MOISTURE PROTECTION | 44348.8762 | 74426.6052 | 118775.4814
8 | DIV. 08 | OPENINGS | 109506.7948 | 44524.2647 | 154031.0595
9 | DIV. 09 | FINISHES | 109572.0192 | 154406.2456 | 263978.2648
10 | DIV. 10 | SPECIALTIES | 15125.1053 | 7393.1804 | 22518.2858
11 | DIV. 11 | EQUIPMENT | 814375.0912 | 75509.3298 | 889884.421
12 | DIV. 12 | FURNISHINGS | 36081.9337 | 29396.6272 | 65478.5609
13 | DIV. 22 | PLUMBING | 37430.9334 | 18655.4564 | 56086.3898
14 | DIV. 23 | HEATING, VENTILATION AND AIR CONDITIONING (HVAC) | 68898.7426 | 48790.2716 | 117689.0142
15 | DIV. 26 | ELECTRICAL | 164424.3563 | 58939.4406 | 223363.7969
16 | DIV. 31 | EARTHWORK | 0 | 47102.5554 | 47102.5554
|  | TOTAL PROJECT COST |  |  | 2562342.5071

## Detailed Estimate Sheet
[17 empty] | MAT. FAC. | LAB. FAC.
CONSTRUCTION COST ESTIMATE BREAKDOWN | [16 empty] | 1.1 | 1.4
CONTRACTOR | [6 empty] | ADDRESS | [9 empty] | 0.998 | 1.368
[7 empty] | TOTAL MATERIAL COST | [8 empty] | 1105890.5947
[7 empty] | TOTAL LABOR COST | [8 empty] | 704506.2268
[7 empty] | SUBTOTAL | [8 empty] | 1810396.8215
[7 empty] | SALES TAX | [7 empty] | 8.13% | 89908.9053
[7 empty] | LABOR BURDEN | [7 empty] | 10% | 70450.6227
[7 empty] | OVERHEAD & PROFIT | [7 empty] | 25% | 452599.2054
[7 empty] | BONDING | [7 empty] | 2% | 48467.1111
[7 empty] | CONTINGENCY / WASTAGE | [7 empty] | 5% | 90519.8411
[7 empty] | PROPOSED PROJECT AMOUNT | [8 empty] | 2562342.5071
[7 empty] | TOTAL MANHOURS | [8 empty] | 7912.9933
DATE |  | PROJECT NAME | SCOPE OF WORK |  |  |  |  | PROJECT LOCATION
2024-01-12 |  | HOUSE OF STEFAS | COMPLETE SCOPE OF WORK |  |  |  |  | 3299 FRANKLIN AVE, MILLBROOK, NY 12545
LINE NO. | DWG REF./ CSI SEC. | ITEM DESCRIPTION | UNIT OF MEASURE | QUANTITY | MATERIAL |  |  | LABOR | [6 empty] | LINE TOTAL | TRADE TOTAL W/ S.TAX, O&P
[5 empty] | UNIT PRICE | UNIT PRICE | TOTAL COST | UNIT LABOR HOUR | LABOR HOURS | CREW | LABOR RATE | LABOR RATE | UNIT PRICE | TOTAL COST
| DIV. 01 | GENERAL REQUIREMENTS | SUBTOTAL MATERIAL |  |  | 0 | 0 |  | SUBTOTAL LABOR |  |  |  | 140000 | 0 | 140000 | 199780
[6 empty] | 0 | 0 |  | 0 |  |  | 0 | 0 | 0 | 0
1 |  | PERMITS, SITE SUPERVISION, FINAL CLEANUP & DUMPSTER | LS | 1 |  | 0 | 0 |  | 0 |  |  | 0 | 140000 | 140000 | 140000
[6 empty] | 0 | 0 |  | 0 |  |  | 0 | 0 | 0 | 0
| DIV. 02 | EXISTING CONDITIONS | SUBTOTAL MATERIAL |  |  | 10081.1617 | 0 |  | SUBTOTAL LABOR |  |  |  | 59492.1587 | 0 | 69573.3205 | 99088.8403
[6 empty] | 0 | 0 |  | 0 |  |  | 0 | 0 | 0 | 0
|  | DEMOLITION |  |  |  | 0 | 0 |  | 0 |  |  | 0 | 0 | 0 | 0
2 | D100-D101 | REMOVE EXISTING SLAB | SF | 75.04 |  | 0 | 0 | 0.075 | 5.628 | 1 CLAB | 42.1 | 58.94 | 4.4205 | 331.7143 | 331.7143
3 |  | SAWCUT EXISITING SLAB | LF | 113.28 |  | 0 | 0 | 0.035 | 3.9648 | B-89 | 114.74 | 160.636 | 5.6223 | 636.8896 | 636.8896
4 |  | REMOVE EXISTING EXTERIOR FINISH FOR ADDTION WORK | SF | 613.125 |  | 0 | 0 | 0.052 | 31.8825 | 1 CLAB | 42.1 | 58.94 | 3.0649 | 1879.1545 | 1879.1545
5 |  | REMOVE EXISTING TREE | EA | 1 |  | 0 | 0 | 1.95 | 1.95 | 1 CLAB | 42.1 | 58.94 | 114.933 | 114.933 | 114.933
6 |  | REMOVE PATIO WOOD RAILING | LF | 107.62 |  | 0 | 0 | 0.165 | 17.7573 | 1 CLAB | 42.1 | 58.94 | 9.7251 | 1046.6153 | 1046.6153
7 |  | REMOVE EXISTING PAVER AND FINISHES AT PATIO | SF | 871.57 |  | 0 | 0 | 0.075 | 65.3678 | 1 CLAB | 42.1 | 58.94 | 4.4205 | 3852.7752 | 3852.7752
8 |  | REMOVE EXISITNG WINDOWS | EA | 12 |  | 0 | 0 | 2.02 | 24.24 | 1 CLAB | 42.1 | 58.94 | 119.0588 | 1428.7056 | 1428.7056
9 |  | REMOVE EXISTING DOOR AND DECORATIVE TRIM ABOVE, ENLARGE OPENING | EA | 1 |  | 0 | 0 | 2.275 | 2.275 | 1 CLAB | 42.1 | 58.94 | 134.0885 | 134.0885 | 134.0885
10 |  | REMOVE EXISTING DOUBLE DOOR AND ENLARGE EXISITNG OPENING | EA | 2 |  | 0 | 0 | 2.785 | 5.57 | 1 CLAB | 42.1 | 58.94 | 164.1479 | 328.2958 | 328.2958
11 |  | REMOVE BAR COUNTERTOP, EQUIIPMENT, FIXTURES AND FINISHES | SF | 50.16 |  | 0 | 0 | 0.052 | 2.6083 | 1 CLAB | 42.1 | 58.94 | 3.0649 | 153.7344 | 153.7344
12 |  | REMOVE EXISTING BATHROOM FIXTURES | EA | 6 |  | 0 | 0 | 3.5 | 21 | 1 CLAB | 42.1 | 58.94 | 206.29 | 1237.74 | 1237.74
13 |  | REMOVE EXISTING COUNTERTOP WITH CABINETS AT BATH | SF | 17.05 |  | 0 | 0 | 0.052 | 0.8866 | 1 CLAB | 42.1 | 58.94 | 3.0649 | 52.2562 | 52.2562
14 |  | REMOVE ALL BATHROOM FINISHES | SF | 124.71 |  | 0 | 0 | 0.052 | 6.4849 | 1 CLAB | 42.1 | 58.94 | 3.0649 | 382.2212 | 382.2212
15 |  | REMOVE EXISTING DOOR AND ENLARGE EXISITNG OPENING | EA | 1 |  | 0 | 0 | 2.5 | 2.5 | 1 CLAB | 42.1 | 58.94 | 147.35 | 147.35 | 147.35
16 |  | REMOVE EXISTING INTERIOR WALLS | SF | 1328.4684 |  | 0 | 0 | 0.052 | 69.0804 | 1 CLAB | 42.1 | 58.94 | 3.0649 | 4071.5962 | 4071.5962
17 |  | REMOVE EXISTING EXTERIOR WALLS | SF | 240.4038 |  | 0 | 0 | 0.054 | 12.9818 | 1 CLAB | 42.1 | 58.94 | 3.1828 | 765.1476 | 765.1476
18 |  | REMOVE EXISTING STORAGE STRUCTURE ENTIRETY INCLUDING WALLS, ROOFING, STRUCTURE | SF | 113.23 |  | 0 | 0 | 0.065 | 7.36 | 1 CLAB | 42.1 | 58.94 | 3.8311 | 433.7955 | 433.7955
19 |  | REMOVE STAIR PLATFORM | SF | 13.49 |  | 0 | 0 | 0.065 | 0.87685 | 1 CLAB | 42.1 | 58.94 | 3.8311 | 51.6815 | 51.6815
20 |  | REMOVE EXISTING FLOORING | SF | 2366.43 |  | 0 | 0 | 0.052 | 123.0544 | 1 CLAB | 42.1 | 58.94 | 3.0649 | 7252.824 | 7252.824
21 |  | REMOVE EXISTING DOORS | EA | 12 |  | 0 | 0 | 2.275 | 27.3 | 1 CLAB | 42.1 | 58.94 | 134.0885 | 1609.062 | 1609.062
22 |  | REMOVE EXISTING DOUBLE DOOR | EA | 1 |  | 0 | 0 | 2.785 | 2.785 | 1 CLAB | 42.1 | 58.94 | 164.1479 | 164.1479 | 164.1479
23 |  | REMOVE EXISTING CEILING | SF | 2491.43 |  | 0 | 0 | 0.054 | 134.5372 | 1 CLAB | 42.1 | 58.94 | 3.1828 | 7929.6237 | 7929.6237
24 |  | REMOVE EXISTING 7'-10" WIDE STEP | EA | 1 |  | 0 | 0 | 0.407 | 0.407 | 1 CLAB | 42.1 | 58.94 | 23.9886 | 23.9886 | 23.9886
25 |  | REMOVE EXISITNG TERRACE RAILING WITH POSTS | LF | 44.28 |  | 0 | 0 | 0.165 | 7.3062 | 1 CLAB | 42.1 | 58.94 | 9.7251 | 430.6274 | 430.6274
26 |  | REMOVE ALL TERRACE FINISHES, WATERPROOFING, AND DAMAGED FLOOR JOISTS | SF | 408 |  | 0 | 0 | 0.052 | 21.216 | 1 CLAB | 42.1 | 58.94 | 3.0649 | 1250.471 | 1250.471
27 |  | REMOVE EXISITNG 2'-8" x 1'-6" SKYLIGHT, PATCH AND REPAIR ROOF TO MATCH EXISITNG ASPHALT SHINGLES ROOF | EA | 1 |  | 0 | 0 | 1.85 | 1.85 | 1 CLAB | 42.1 | 58.94 | 109.039 | 109.039 | 109.039
28 |  | REMOVE EXISTING RAILING AT BALCONY | LF | 44.88 |  | 0 | 0 | 0.165 | 7.4052 | 1 CLAB | 42.1 | 58.94 | 9.7251 | 436.4625 | 436.4625
[6 empty] | 0 | 0 |  | 0 |  |  | 0 | 0 | 0 | 0
|  | REMOVE AND SAVE |  |  |  | 0 | 0 |  | 0 |  |  | 0 | 0 | 0 | 0
29 |  | REMOVE EXISTING DOOR AND SAVE FOR REUSE | EA | 1 |  | 0 | 0 | 2.275 | 2.275 | 1 CLAB | 42.1 | 58.94 | 134.0885 | 134.0885 | 134.0885
[6 empty] | 0 | 0 |  | 0 |  |  | 0 | 0 | 0 | 0
|  | CLEAN AND REPAIR |  |  |  | 0 | 0 |  | 0 |  |  | 0 | 0 | 0 | 0
30 |  | EXISTING ROOF AND SKYLIGHT TO REMAIN, INSPECT, CLEAN AND REPAIR AS NECESSARY AREA: 2732 SF | SF | 2731.85 | 2.25 | 2.475 | 6761.3287 | 0.085 | 232.2073 | G-3 | 52.2 | 73.08 | 6.2118 | 16969.7058 | 23731.0346
31 |  | ALLOWANCE PROVIDED FOR REMOVE ANY EQUIPEMENT IN BASEMENT AS REQUIRED AREA: 411 SF | LS | 1 |  | 0 | 0 | 40 | 40 | 1 CLAB | 42.1 | 58.94 | 2357.6 | 2357.6 | 2357.6
[6 empty] | 0 | 0 |  | 0 |  |  | 0 | 0 | 0 | 0
|  | INSPECT |  |  |  | 0 | 0 |  | 0 |  |  | 0 | 0 | 0 | 0
32 |  | EXISITNG STAIRS TO REMAIN, GC TO INSPECT AND MAKE REPAIRS AS NECESSARY AREA: 77 SF | SF | 76.58 | 3.5 | 3.85 | 294.833 | 0.075 | 5.7435 | 2 CARP | 53.15 | 74.41 | 5.5807 | 427.3738 | 722.2068
33 |  | GC TO CLEAN, INSPECT AND MAKE REPAIRS AT BASEMENT AS NECESSARY AREA: 835 SF | LS | 1 | 2750 | 3025 | 3025 | 45 | 45 | 2 CARP | 53.15 | 74.41 | 3348.45 | 3348.45 | 6373.45
[6 empty] | 0 | 0 |  | 0 |  |  | 0 | 0 | 0 | 0
| DIV. 03 | CONCRETE | SUBTOTAL MATERIAL |  |  | 36979.0135 | 0 |  | SUBTOTAL LABOR |  |  |  | 42746.7082 | 0 | 79725.7217 | 113063.2672
[6 empty] | 0 | 0 |  | 0 |  |  | 0 | 0 | 0 | 0
|  | SLAB ON GRADE |  |  |  | 0 | 0 |  | 0 |  |  | 0 | 0 | 0 | 0
34 | F100-S104 | 4" THK. CONCRETE SLAB ON GRADE WITH 6x6 W2.9xW2.9 WWF SLAB REINFORCEMENT OVER 8" THK. 3/4" CRUSHED STONE BASE & 10 MIL CLASS A POLYETHYLENE OR PORYOLEFIN VAPOR RETARDER NOTE: 1 1/2" DEEP x 1 /4" WIDE CONTROL JOINT FILL WITH ELASTOMETOMERIC SEALANT | SF | 644.9 | 2.59 | 2.849 | 1837.3201 | 0.073 | 47.0777 | C14G | 47.35 | 66.29 | 4.8392 | 3120.7807 | 4958.1008
35 |  | 4" THK. CONCRETE SLAB ON GRADE WITH 6x6 W2.9xW2.9 WWF SLAB REINFORCEMENT OVER 8" THK. 3/4" CRUSHED STONE BASE NOTE: 1 1/2" DEEP x 1 /4" WIDE CONTROL JOINT FILL WITH ELASTOMETOMERIC SEALANT | SF | 170 | 2.59 | 2.849 | 484.33 | 0.073 | 12.41 | C14G | 47.35 | 66.29 | 4.8392 | 822.6589 | 1306.9889
36 |  | 4" THK. CONCRETE LANDING ON GRADE WITH 6x6 W2.9xW2.9 WWF SLAB REINFORCEMENT OVER 8" THK. 3/4" CRUSHED STONE BASE NOTE: 1 1/2" DEEP x 1 /4" WIDE CONTROL JOINT FILL WITH ELASTOMETOMERIC SEALANT | SF | 98.44 | 2.59 | 2.849 | 280.4556 | 0.073 | 7.1861 | C14G | 47.35 | 66.29 | 4.8392 | 476.3679 | 756.8235
[6 empty] | 0 | 0 |  | 0 |  |  | 0 | 0 | 0 | 0
|  | FOOTING |  |  |  | 0 | 0 |  | 0 |  |  | 0 | 0 | 0 | 0
[6 empty] | 0 | 0 |  | 0 |  |  | 0 | 0 | 0 | 0
| F100-S104 | CONT. FOOTING |  |  |  | 0 | 0 |  | 0 |  |  | 0 | 0 | 0 | 0
37 |  | 2'-0" x 10" CONCRETE FOOTING WITH REINFORCEMENT | CY | 11.5776 | 310 | 341 | 3947.954 | 5.7301 | 66.3406 | C14C | 50.61 | 70.854 | 406 | 4700.4966 | 8648.4506
38 |  | 2'-4" x 10" CONCRETE FOOTING WITH REINFORCEMENT | CY | 0.74992 | 310 | 341 | 255.7239 | 5.7301 | 4.2971 | C14C | 50.61 | 70.854 | 406 | 304.4689 | 560.1928
39 |  | 2'-6" x 10" CONCRETE FOOTING WITH REINFORCEMENT | CY | 0.64171 | 310 | 341 | 218.8241 | 5.7301 | 3.6771 | C14C | 50.61 | 70.854 | 406 | 260.5355 | 479.3596
40 |  | 4'-4" x 10" CONCRETE FOOTING FOR PLANTER WITH (3) #4 CONT. & #4 @ 16" O.C. TRANSVERSE REINFORCEMENT | CY | 7.7642 | 310 | 341 | 2647.5769 | 5.7301 | 44.4893 | C14C | 50.61 | 70.854 | 406 | 3152.247 | 5799.8238
[6 empty] | 0 | 0 |  | 0 |  |  | 0 | 0 | 0 | 0
|  | ISOLATED FOOTING |  |  |  | 0 | 0 |  | 0 |  |  | 0 | 0 | 0 | 0
41 |  | F.1: 24" x 24" x 10" THK. CONCRETE FOOTING WITH REINFORCEMENT NO. OF FOOTING: 4 EA | CY | 0.49185 | 304.22 | 334.642 | 164.5943 | 6.415 | 3.1552 | C14H | 52.21 | 73.094 | 468.898 | 230.6284 | 395.2226
42 |  | F.2: 34" x 34" x 10" THK. CONCRETE FOOTING WITH REINFORCEMENT NO. OF FOOTING: 4 EA | CY | 0.9848 | 304.22 | 334.642 | 329.5548 | 6.415 | 6.3175 | C14H | 52.21 | 73.094 | 468.898 | 461.7699 | 791.3247
43 |  | F.3: 36" x 36" x 24" THK. CONCRETE FOOTING WITH REINFORCEMENT NO. OF FOOTING: 3 EA | CY | 2 | 304.22 | 334.642 | 669.284 | 6.415 | 12.83 | C14H | 52.21 | 73.094 | 468.898 | 937.796 | 1607.08
[6 empty] | 0 | 0 |  | 0 |  |  | 0 | 0 | 0 | 0
|  | CONCRETE WALL |  |  |  | 0 | 0 |  | 0 |  |  | 0 | 0 | 0 | 0
44 | F100-S104 | 8" THK. CONCRETE WALL WITH REINFORCEMENT | CY | 14.8018 | 366 | 402.6 | 5959.1911 | 5.017 | 74.2605 | C14D | 54.81 | 76.734 | 384.9745 | 5698.3023 | 11657.4934
45 |  | 8" THK. CONCRETE FROST WALL WITH REINFORCEMENT AT COOLER | CY | 1.8241 | 366 | 402.6 | 734.3913 | 5.017 | 9.1516 | C14D | 54.81 | 76.734 | 384.9745 | 702.2402 | 1436.6315
46 |  | 8" THK. CONCRETE PLANTER WALL WITH #5 @ 16" O.C. EACH WAY REINFORCEMENT | CY | 10.3757 | 366 | 402.6 | 4177.2544 | 5.017 | 52.0549 | C14D | 54.81 | 76.734 | 384.9745 | 3994.3773 | 8171.6317
47 |  | 6" THK. CONCRETE PLANTER WALL WITH #5 @ 16" O.C. EACH WAY REINFORCEMENT | CY | 9.5811 | 366 | 402.6 | 3857.3643 | 5.017 | 48.0685 | C14D | 54.81 | 76.734 | 384.9745 | 3688.4918 | 7545.8561
48 |  | 8" CONNECTING WALL WITH PLANTER WITH #4 REBAR @ 12" EACH WAY | CY | 0.57416 | 366 | 402.6 | 231.1548 | 5.017 | 2.8805 | C14D | 54.81 | 76.734 | 384.9745 | 221.0351 | 452.1899
49 |  | 12" THK. CONCRETE WALL WITH REINFORCEMENT | CY | 1.8098 | 366 | 402.6 | 728.6089 | 5.017 | 9.0796 | C14D | 54.81 | 76.734 | 384.9745 | 696.711 | 1425.3199
50 |  | 14" THK. CONCRETE WALL WITH REINFORCEMENT | CY | 1.9196 | 366 | 402.6 | 772.8335 | 5.017 | 9.6307 | C14D | 54.81 | 76.734 | 384.9745 | 738.9994 | 1511.8329
[6 empty] | 0 | 0 |  | 0 |  |  | 0 | 0 | 0 | 0
|  | PILASTER |  |  |  | 0 | 0 |  | 0 |  |  | 0 | 0 | 0 | 0
51 | F100-S104 | 1'-8" x 1'-8" CONCRETE PLANTER PILASTER WITH REINFORCEMENT NO. OF COLUMN @ 8'-0" H: 2 EA | CY | 1.6467 | 350 | 385 | 633.9984 | 9.385 | 15.4547 | C14A | 55.07 | 77.098 | 723.5647 | 1191.5295 | 1825.5279
52 |  | 10" x 6" PILASTER WITH REINFORCEMENT NO. OF PILASTER @ 3'-2" H: 2 EA | CY | 0.097141 | 350 | 385 | 37.3992 | 9.385 | 0.91167 | C14A | 55.07 | 77.098 | 723.5647 | 70.2876 | 107.6868
[6 empty] | 0 | 0 |  | 0 |  |  | 0 | 0 | 0 | 0
|  | FORMWORK |  |  |  | 0 | 0 |  | 0 |  |  | 0 | 0 | 0 | 0
53 | F100-S104 | FORMWORK REQUIRED | SF | 4096 | 2 | 2.2 | 9011.2 | 0.037 | 151.552 | 2 CARP | 53.15 | 74.41 | 2.7532 | 11276.9843 | 20288.1843
[6 empty] | 0 | 0 |  | 0 |  |  | 0 | 0 | 0 | 0
| DIV. 04 | MASONRY | SUBTOTAL MATERIAL |  |  | 22224.8763 | 0 |  | SUBTOTAL LABOR |  |  |  | 34809.3601 | 0 | 57034.2364 | 80963.938
[6 empty] | 0 | 0 |  | 0 |  |  | 0 | 0 | 0 | 0
|  | EXTERIOR FINISH |  |  |  | 0 | 0 |  | 0 |  |  | 0 | 0 | 0 | 0
[6 empty] | 0 | 0 |  | 0 |  |  | 0 | 0 | 0 | 0
|  | VENEER |  |  |  | 0 | 0 |  | 0 |  |  | 0 | 0 | 0 | 0
54 | A200-201 | ST-2: IRREGULAR STONE VENEER COLOR: BLUESTONE / FLAGSTONE | SF | 693 | 15.5 | 17.05 | 11815.65 | 0.54 | 374.22 | D-8 | 47.93 | 67.102 | 36.2351 | 25110.9104 | 36926.5604
[6 empty] | 0 | 0 |  | 0 |  |  | 0 | 0 | 0 | 0
|  | CAP |  |  |  | 0 | 0 |  | 0 |  |  | 0 | 0 | 0 | 0
55 |  | 8" THK STONE CAP | LF | 150 | 24 | 26.4 | 3960 | 0.2 | 30 | D-1 | 46.9 | 65.66 | 13.132 | 1969.8 | 5929.8
[6 empty] | 0 | 0 |  | 0 |  |  | 0 | 0 | 0 | 0
|  | NEW TERRACE |  |  |  | 0 | 0 |  | 0 |  |  | 0 | 0 | 0 | 0
[6 empty] | 0 | 0 |  | 0 |  |  | 0 | 0 | 0 | 0
| A101 | TERRACE |  |  |  | 0 | 0 |  | 0 |  |  | 0 | 0 | 0 | 0
56 |  | STONE PAVED TERRACE ST-1: BLUESTONE IRREGULAR PAVING COLOR/ FINISH: BLUESTONE / FLAGSTONE | SF | 516.42 | 8.95 | 9.845 | 5084.1549 | 0.149 | 76.9466 | D-1 | 46.9 | 65.66 | 9.7833 | 5052.3124 | 10136.4673
[6 empty] | 0 | 0 |  | 0 |  |  | 0 | 0 | 0 | 0
|  | RAMP & STEPS |  |  |  | 0 | 0 |  | 0 |  |  | 0 | 0 | 0 | 0
57 |  | 5'-0" WIDE STEP AT TERRACE ST-1: BLUESTONE IRREGULAR PAVING COLOR/ FINISH: BLUESTONE / FLAGSTONE | EA | 5 | 201.39 | 221.529 | 1107.645 | 6.85 | 34.25 | C14H | 52.21 | 73.094 | 500.6939 | 2503.4695 | 3611.1145
58 |  | NEW TERRACE RAMP ST-1: BLUESTONE IRREGULAR PAVING COLOR/ FINISH: BLUESTONE / FLAGSTONE | SF | 13.93 | 16.8 | 18.48 | 257.4264 | 0.189 | 2.6328 | D-1 | 46.9 | 65.66 | 12.4097 | 172.8677 | 430.2941
[6 empty] | 0 | 0 |  | 0 |  |  | 0 | 0 | 0 | 0
| DIV. 05 | METALS | SUBTOTAL MATERIAL |  |  | 10419.2363 | 0 |  | SUBTOTAL LABOR |  |  |  | 5777.4444 | 0 | 16196.6807 | 22913.9269
[6 empty] | 0 | 0 |  | 0 |  |  | 0 | 0 | 0 | 0
|  | RAILING |  |  |  | 0 | 0 |  | 0 |  |  | 0 | 0 | 0 | 0
59 | A101-A204 | NEW RAMP RAILING | LF | 38.59 | 65 | 71.5 | 2759.185 | 0.285 | 10.9982 | E-4 | 62.74 | 87.836 | 25.0333 | 966.0335 | 3725.2185
60 |  | METAL HANDRAIL AT TERRACE STEPS | LF | 8.16 | 32.65 | 35.915 | 293.0664 | 0.185 | 1.5096 | E-4 | 62.74 | 87.836 | 16.2497 | 132.5972 | 425.6636
61 |  | METAL HANDRAIL AT RAMP | LF | 9.82 | 32.65 | 35.915 | 352.6853 | 0.185 | 1.8167 | E-4 | 62.74 | 87.836 | 16.2497 | 159.5717 | 512.257
62 |  | 3'-0" H RAILING AT EXTENDED DECK | LF | 4.07 | 65 | 71.5 | 291.005 | 0.285 | 1.16 | E-4 | 62.74 | 87.836 | 25.0333 | 101.8854 | 392.8904
63 | A200-201 | MTL-2: 3'-6" HT CUSTOM DECORATIVE ALUMINUM METAL TERRACE RAILING WITH POST FINISH: BRONZE | LF | 38.59 | 75.25 | 82.775 | 3194.2873 | 0.295 | 11.3841 | E-4 | 62.74 | 87.836 | 25.9116 | 999.9294 | 4194.2167
[6 empty] | 0 | 0 |  | 0 |  |  | 0 | 0 | 0 | 0
|  | MILLWORK MISC. ITEMS |  |  |  | 0 | 0 |  | 0 |  |  | 0 | 0 | 0 | 0
64 | A200-201 | MT-01: 1" DIA BLACKENED MILD STEEL ROD BENT INTO SHAPE W/ 2" FLANGE MFR: TBD | LF | 34 | 10.05 | 11.055 | 375.87 | 0.072 | 2.448 | E-4 | 62.74 | 87.836 | 6.3242 | 215.0225 | 590.8925
65 |  | MT-01: 1/2" DIA BLACKENED MILD STEEL ROD BENT INTO SHAPE W/ 2" FLANGE MFR: TBD | LF | 11 | 7.13 | 7.843 | 86.273 | 0.068 | 0.748 | E-4 | 62.74 | 87.836 | 5.9728 | 65.7013 | 151.9743
[6 empty] | 0 | 0 |  | 0 |  |  | 0 | 0 | 0 | 0
|  | POST |  |  |  | 0 | 0 |  | 0 |  |  | 0 | 0 | 0 | 0
66 | F100-S104 | 4" DIA. STEEL POST NO. OF POST @ 6'-2" H: 8 EA NO. OF POST @ 10'-3" H: 3 EA | LF | 80.03 | 26.25 | 28.875 | 2310.8663 | 0.185 | 14.8056 | E-2 | 87.43 | 122.402 | 22.6444 | 1812.2289 | 4123.0952
[6 empty] | 0 | 0 |  | 0 |  |  | 0 | 0 | 0 | 0
|  | BASE PLATE |  |  |  | 0 | 0 |  | 0 |  |  | 0 | 0 | 0 | 0
67 |  | 6"x6"x1/2" THK. STEEL BASE PLATE WITH (4) 3/4" DIA THREADED RODS | EA | 11 | 45.25 | 49.775 | 547.525 | 0.192 | 2.112 | SSWK | 57.65 | 80.71 | 15.4963 | 170.4595 | 717.9845
[6 empty] | 0 | 0 |  | 0 |  |  | 0 | 0 | 0 | 0
|  | ANGLE |  |  |  | 0 | 0 |  | 0 |  |  | 0 | 0 | 0 | 0
68 | ID603 | POWDER COATED METAL L ANGLE AT BATH | LF | 47.98 | 3.95 | 4.345 | 208.4731 | 0.26685 | 12.8036 | E-3 | 64.38 | 90.132 | 24.052 | 1154.015 | 1362.4881
[6 empty] | 0 | 0 |  | 0 |  |  | 0 | 0 | 0 | 0
| DIV. 06 | WOOD, PLASTICS AND COMPOSITES | SUBTOTAL MATERIAL |  |  | 31983.5911 | 0 |  | SUBTOTAL LABOR |  |  |  | 29848.7565 | 0 | 61832.3476 | 87624.705
[6 empty] | 0 | 0 |  | 0 |  |  | 0 | 0 | 0 | 0
|  | WALL FRAMING |  |  |  | 0 | 0 |  | 0 |  |  | 0 | 0 | 0 | 0
[6 empty] | 0 | 0 |  | 0 |  |  | 0 | 0 | 0 | 0
| A100-A204 | STUDS |  |  |  | 0 | 0 |  | 0 |  |  | 0 | 0 | 0 | 0
69 |  | 2X4 WOOD STUDS @ 16" O.C. NO. OF STUDS @ 9'-6" HT: 71 | SF | 894.09 | 0.66 | 0.726 | 649.1093 | 0.024 | 21.4582 | 2 CARP | 53.15 | 74.41 | 1.7858 | 1596.7017 | 2245.811
70 |  | 2X6 WOOD STUDS @ 16" O.C. NO. OF STUDS @ 1'-2" HT: 7 EA NO. OF STUDS @ 8'-4" HT: 27 EA NO. OF STUDS @ 9'-0" HT: 13 EA NO. OF STUDS @ 9'-8" HT: 16 EA NO. OF STUDS @ 10'-0" HT: 18 EA | SF | 920.65 | 0.948 | 1.0428 | 960.0538 | 0.027 | 24.8575 | 2 CARP | 53.15 | 74.41 | 2.0091 | 1849.6503 | 2809.7041
[6 empty] | 0 | 0 |  | 0 |  |  | 0 | 0 | 0 | 0
|  | TOP PLATES |  |  |  | 0 | 0 |  | 0 |  |  | 0 | 0 | 0 | 0
71 |  | 2X4 TOP WOOD PLATES | LF | 188.22 |  | 0 | 0 |  | 0 |  |  | 0 | 0 | 0 | 0
72 |  | 2X6 TOP WOOD PLATES | LF | 218.76 |  | 0 | 0 |  | 0 |  |  | 0 | 0 | 0 | 0
[6 empty] | 0 | 0 |  | 0 |  |  | 0 | 0 | 0 | 0
|  | BOTTOM PLATES |  |  |  | 0 | 0 |  | 0 |  |  | 0 | 0 | 0 | 0
73 |  | 2X4 BOTTOM WOOD PLATES | LF | 17.5 |  | 0 | 0 |  | 0 |  |  | 0 | 0 | 0 | 0
74 |  | 2X4 P.T. BOTTOM WOOD PLATES | LF | 76.9 |  | 0 | 0 |  | 0 |  |  | 0 | 0 | 0 | 0
75 |  | 2X6 P.T. BOTTOM WOOD PLATES | LF | 109.38 |  | 0 | 0 |  | 0 |  |  | 0 | 0 | 0 | 0
[6 empty] | 0 | 0 |  | 0 |  |  | 0 | 0 | 0 | 0
|  | BALLOON FRAMING |  |  |  | 0 | 0 |  | 0 |  |  | 0 | 0 | 0 | 0
76 |  | 2X6 BALLOON FRAMING | SF | 85.19 | 0.852 | 0.9372 | 79.8401 | 0.028 | 2.3853 | C8 | 46.88 | 65.632 | 1.8377 | 156.5533 | 236.3934
[6 empty] | 0 | 0 |  | 0 |  |  | 0 | 0 | 0 | 0
|  | DECK AND STAIR REPAIR / EXTENSION |  |  |  | 0 | 0 |  | 0 |  |  | 0 | 0 | 0 | 0
77 | A100-A204 | INSTALL DECK EXTENSITION AS REQUIRED (P.T. LUMBER WITH SIZES TO MATCH) WITH SU[PPORTS AND BRACING | SF | 29.2 | 12.25 | 13.475 | 393.47 | 0.085 | 2.482 | 2 CARP | 53.15 | 74.41 | 6.3249 | 184.6856 | 578.1556
78 |  | EXISTING EXTERIOR STAIR AND LANDING REPAIR AS REQUIRED | SF | 65 | 5.15 | 5.665 | 368.225 | 0.27 | 17.55 | C8 | 46.88 | 65.632 | 17.7206 | 1151.8416 | 1520.0666
79 |  | ENLARGE INTERIOR LANDING AND STEPS | LOC | 1 | 150 | 165 | 165 | 0.5 | 0.5 | 2 CARP | 53.15 | 74.41 | 37.205 | 37.205 | 202.205
80 |  | 7'-8" STEP AT SECOND FLOOR | EA | 2 | 383.35 | 421.685 | 843.37 | 1.2778 | 2.5557 | 2 CARP | 53.15 | 74.41 | 95.0836 | 190.1672 | 1033.5372
[6 empty] | 0 | 0 |  | 0 |  |  | 0 | 0 | 0 | 0
|  | LEGDER |  |  |  | 0 | 0 |  | 0 |  |  | 0 | 0 | 0 | 0
81 | F100-S104 | 2x6 LEDGER WITH 5" LONG LL005 LEDGERLOK LAG SCREW | LF | 23.12 | 0.92 | 1.012 | 23.3974 | 0.028 | 0.64736 | C8 | 46.88 | 65.632 | 1.8377 | 42.4875 | 65.885
[6 empty] | 0 | 0 |  | 0 |  |  | 0 | 0 | 0 | 0
|  | COLLAR TIES |  |  |  | 0 | 0 |  | 0 |  |  | 0 | 0 | 0 | 0
82 | F100-S104 | INSTALL NEW COLLAR TIE | LF | 87.18 | 2.25 | 2.475 | 215.7705 | 0.028 | 2.441 | C8 | 46.88 | 65.632 | 1.8377 | 160.2103 | 375.9808
[6 empty] | 0 | 0 |  | 0 |  |  | 0 | 0 | 0 | 0
|  | SHEATHING |  |  |  | 0 | 0 |  | 0 |  |  | 0 | 0 | 0 | 0
83 | F100-S104 | 5/8" THK. T&G APA RATED STRUCURAL SHEATHING AT ROOF | SF | 1175.1338 | 2.4 | 2.64 | 3102.3532 | 0.021 | 24.6778 | C8 | 46.88 | 65.632 | 1.3783 | 1619.654 | 4722.0072
84 |  | 3/4" PLYWOOD AT TERRACE NOTE: (30 POUNDS PER SQUARE FOOT ALLOWABLE PAVER WEIGHT) | SF | 421.73 | 2.34 | 2.574 | 1085.533 | 0.023 | 9.6998 | C8 | 46.88 | 65.632 | 1.5095 | 636.6166 | 1722.1496
85 |  | 3/4" PLYWOOD AT FLOOR | SF | 89.18 | 2.34 | 2.574 | 229.5493 | 0.023 | 2.0511 | C8 | 46.88 | 65.632 | 1.5095 | 134.6204 | 364.1697
86 |  | 5/8" EXTERIOR TYPE X OR PLYWOOD SHEATHING AT WALLS | SF | 937.47 | 2.4 | 2.64 | 2474.9208 | 0.021 | 19.6869 | C8 | 46.88 | 65.632 | 1.3783 | 1292.0887 | 3767.0095
[6 empty] | 0 | 0 |  | 0 |  |  | 0 | 0 | 0 | 0
|  | HEADER |  |  |  | 0 | 0 |  | 0 |  |  | 0 | 0 | 0 | 0
87 | S101,S102 | H.1: DOUBLE 2x10 (DF/SYP) NO.1 HEADER | LF | 29.39 | 2.856 | 3.1416 | 92.3316 | 0.092 | 2.7039 | C8 | 46.88 | 65.632 | 6.0381 | 177.4611 | 269.7927
88 |  | H.2: TRIPLE 2x10 (DF/SYP) NO.1 HEADER | LF | 8.04 | 4.284 | 4.7124 | 37.8877 | 0.138 | 1.1095 | C8 | 46.88 | 65.632 | 9.0572 | 72.82 | 110.7077
89 | S101,S102 | H.3: DOUBLE 1-3/4" WIDE x7-1/4" DEEP (2.0e) LVL HEADER | LF | 69.31 | 8.4 | 9.24 | 640.4244 | 0.3 | 20.793 | F6 | 48.9 | 68.46 | 20.538 | 1423.4888 | 2063.9132
90 |  | H.5: TRIPLE 1-3/4" WIDE x9-1/4" DEEP (2.0e) LVL HEADER | LF | 24.1 | 14.94 | 16.434 | 396.0594 | 0.45 | 10.845 | F6 | 48.9 | 68.46 | 30.807 | 742.4487 | 1138.5081
91 |  | H.6: DOUBLE 1-3/4" WIDE x11-1/4" DEEP (2.0e) LVL HEADER | LF | 57.4 | 12.192 | 13.4112 | 769.8029 | 0.3 | 17.22 | F6 | 48.9 | 68.46 | 20.538 | 1178.8812 | 1948.6841
92 |  | H.8: QUAD 1-3/4" WIDE x11-7/8" DEEP (2.0e) LVL HEADER | LF | 25.6 | 24.384 | 26.8224 | 686.6534 | 0.6 | 15.36 | F6 | 48.9 | 68.46 | 41.076 | 1051.5456 | 1738.199
93 |  | H.9: STEEL FLITCH PLATE HEADER:SINGLE 1/2"THK x 11-1/4" DEEP STEEL PLATE BETWEEN TWO 1-3/4" WIDE x11-7/8" DEEP (2.0e) LVLS | LF | 33.55 | 18.288 | 20.1168 | 674.9186 | 0.45 | 15.0975 | F6 | 48.9 | 68.46 | 30.807 | 1033.5748 | 1708.4935
94 |  | H.10: 4 PLY-1-3/4" x7-1/4" (2.0e) LVL HEADER | LF | 13.72 | 16.8 | 18.48 | 253.5456 | 0.6 | 8.232 | F6 | 48.9 | 68.46 | 41.076 | 563.5627 | 817.1083
[6 empty] | 0 | 0 |  | 0 |  |  | 0 | 0 | 0 | 0
|  | JOISTS |  |  |  | 0 | 0 |  | 0 |  |  | 0 | 0 | 0 | 0
95 | F100-S104 | J.1: SISTER EXISTING 3x8 WOOD JOISTS WITH AND ADDITIONAL 3 1/2" x 7 1/4" 2.E LVL @ 16" O.C. NOTE: REMOVE EXISITNG 2x6 REINFORCEMENT AS REQUIRED | LF | 288.3684 | 9.769 | 10.7459 | 3098.7782 | 0.194 | 55.9435 | F6 | 48.9 | 68.46 | 13.2812 | 3829.8902 | 6928.6684
96 |  | J.2: 2x12 (DF/SYP NO. 1) @ 16" O.C. | LF | 237.8647 | 2.088 | 2.2968 | 546.3276 | 0.057 | 13.5583 | C8 | 46.88 | 65.632 | 3.741 | 889.8574 | 1436.185
97 |  | J.3: 2x12 (DF/SYP NO.1) @ 16" O.C. | LF | 52.015 | 2.088 | 2.2968 | 119.4681 | 0.057 | 2.9649 | C8 | 46.88 | 65.632 | 3.741 | 194.5895 | 314.0576
98 |  | J.4: (2) 2x8 (DF/SYP NO.1) @ 16" O.C. | LF | 67.0526 | 2.304 | 2.5344 | 169.9382 | 0.074 | 4.9619 | C8 | 46.88 | 65.632 | 4.8568 | 325.6591 | 495.5973
[6 empty] | 0 | 0 |  | 0 |  |  | 0 | 0 | 0 | 0
|  | RAFTER |  |  |  | 0 | 0 |  | 0 |  |  | 0 | 0 | 0 | 0
99 | F100-S104 | 2x6 RAFTER @ 16" O.C. | LF | 179.554 | 0.852 | 0.9372 | 168.278 | 0.028 | 5.0275 | C8 | 46.88 | 65.632 | 1.8377 | 329.9656 | 498.2436
100 |  | 2x10 RAFTER @ 16" O.C. | LF | 1051.0872 | 1.428 | 1.5708 | 1651.0478 | 0.046 | 48.35 | C8 | 46.88 | 65.632 | 3.0191 | 3173.308 | 4824.3558
[6 empty] | 0 | 0 |  | 0 |  |  | 0 | 0 | 0 | 0
|  | POST |  |  |  | 0 | 0 |  | 0 |  |  | 0 | 0 | 0 | 0
101 | S100,S102 | MIN 4 PLY- 1-1/2" x3-1/2" BUILT-UP LSL STUDS NO OF POST: 3 | LF | 22.5 | 3.12 | 3.432 | 77.22 | 0.15 | 3.375 | F6 | 48.9 | 68.46 | 10.269 | 231.0525 | 308.2725
[6 empty] | 0 | 0 |  | 0 |  |  | 0 | 0 | 0 | 0
|  | INTERIOR TRIM |  |  |  | 0 | 0 |  | 0 |  |  | 0 | 0 | 0 | 0
102 | A101-102 | INTERIOR TRIM AT DOORS | LF | 570 | 2.95 | 3.245 | 1849.65 | 0.031985 | 18.2314 | 1 CARP | 53.15 | 74.41 | 2.38 | 1356.6 | 3206.25
103 |  | INTERIOR TRIM AT WINDOWS | LF | 233 | 2.95 | 3.245 | 756.085 | 0.031985 | 7.4525 | 1 CARP | 53.15 | 74.41 | 2.38 | 554.54 | 1310.625
[6 empty] | 0 | 0 |  | 0 |  |  | 0 | 0 | 0 | 0
|  | FINISH CARPENTRY & MILLWORK |  |  |  | 0 | 0 |  | 0 |  |  | 0 | 0 | 0 | 0
[6 empty] | 0 | 0 |  | 0 |  |  | 0 | 0 | 0 | 0
| ID200-231 | BASE CABINET |  |  |  | 0 | 0 |  | 0 |  |  | 0 | 0 | 0 | 0
104 |  | 1'-6" DEEP 2'-10" HT BASE CABINETS | LF | 6.2 | 289 | 317.9 | 1970.98 | 1.186 | 7.3532 | 2 CARP | 53.15 | 74.41 | 88.2503 | 547.1516 | 2518.1316
105 |  | WD-03: 2' D BASE CABINETS AT 1'-8" HT WITH SLIDING DOOR | LF | 6 | 253 | 278.3 | 1669.8 | 1.074 | 6.444 | 2 CARP | 53.15 | 74.41 | 79.9163 | 479.498 | 2149.298
106 |  | 2' DEEP BASE CABINETS IN BATH | LF | 5 | 325 | 357.5 | 1787.5 | 1.298 | 6.49 | 2 CARP | 53.15 | 74.41 | 96.5842 | 482.9209 | 2270.4209
[6 empty] | 0 | 0 |  | 0 |  |  | 0 | 0 | 0 | 0
|  | CLOSET |  |  |  | 0 | 0 |  | 0 |  |  | 0 | 0 | 0 | 0
107 |  | 2'-6" W WITH SHELVING AND ROD | LF | 5 | 350.005 | 385.0055 | 1925.0275 | 3.182 | 15.91 | 1 CARP | 53.15 | 74.41 | 236.7726 | 1183.8631 | 3108.8906
[6 empty] | 0 | 0 |  | 0 |  |  | 0 | 0 | 0 | 0
|  | SHELVES |  |  |  | 0 | 0 |  | 0 |  |  | 0 | 0 | 0 | 0
108 |  | 12" BLACK MELAMINE SHELVING WITH HIDDEN BRACKET | LF | 12.95 | 10.1 | 11.11 | 143.8745 | 0.076 | 0.9842 | 1 CARP | 53.15 | 74.41 | 5.6552 | 73.2343 | 217.1088
109 |  | WD-03: 1'-3" WIDE SHELVES OF STAIN GRADE WOOD | LF | 74 | 13.1 | 14.41 | 1066.34 | 0.085 | 6.29 | 1 CARP | 53.15 | 74.41 | 6.3248 | 468.0389 | 1534.3789
110 |  | WD-03: 8" WIDE SHELVES OF STAIN GRADE WOOD | LF | 32 | 6.7 | 7.37 | 235.84 | 0.07 | 2.24 | 1 CARP | 53.15 | 74.41 | 5.2087 | 166.6784 | 402.5184
111 |  | MT-03: 1'-3" WIDE METAL SHELVES OF PAINTED ZINC | LF | 42 | 13.1 | 14.41 | 605.22 | 0.085 | 3.57 | 1 CARP | 53.15 | 74.41 | 6.3248 | 265.6437 | 870.8637
[5 empty] | 0 | 0 | 0 |  | 0 |  |  | 0 | 0 | 0 | 0
| DIV. 07 | THERMAL AND MOISTURE PROTECTION | SUBTOTAL MATERIAL |  |  | 31499.4369 | 0 |  | SUBTOTAL LABOR |  |  |  | 52155.9952 | 0 | 83655.4321 | 118775.4814
[6 empty] | 0 | 0 |  | 0 |  |  | 0 | 0 | 0 | 0
|  | SEALANT |  |  |  | 0 | 0 |  | 0 |  |  | 0 | 0 | 0 | 0
112 | A100-A204 | CONTINUOUS SEALANT AT WALLS | LF | 595 | 1.3 | 1.43 | 850.85 | 0.04 | 23.8 | 1 BRIC | 52.05 | 72.87 | 2.9148 | 1734.306 | 2585.156
113 | A101-102 | CONTINUOUS SEALANT AT DOORS | LF | 760 | 0.43 | 0.473 | 359.48 | 0.029 | 22.04 | 1 BRIC | 52.05 | 72.87 | 2.1132 | 1606.0548 | 1965.5348
114 |  | CONTINUOUS SEALANT AT WINDOWS | LF | 466 | 0.43 | 0.473 | 220.418 | 0.029 | 13.514 | 1 BRIC | 52.05 | 72.87 | 2.1132 | 984.7652 | 1205.1832
[6 empty] | 0 | 0 |  | 0 |  |  | 0 | 0 | 0 | 0
|  | DRAIN TILE |  |  |  | 0 | 0 |  | 0 |  |  | 0 | 0 | 0 | 0
115 | A100-A204 | 4" DIA PERFORAYTED DRAIN TILE WITH 6" LAYER OF 3/4" THK STONE | LF | 99.1 | 4.25 | 4.675 | 463.2925 | 0.096 | 9.5136 | B-20 | 47.02 | 65.828 | 6.3195 | 626.2613 | 1089.5538
[6 empty] | 0 | 0 |  | 0 |  |  | 0 | 0 | 0 | 0
|  | WATER RESISTANT BARRIER |  |  |  | 0 | 0 |  | 0 |  |  | 0 | 0 | 0 | 0
116 | A100-A204 | 2 LAYER OF WATER RESISTANT BARRIER WITH SELF FURRING LATH NAILED AT 8" O.C. | SF | 194.17 | 0.85 | 0.935 | 181.5489 | 0.015 | 2.9125 | 2 CARP | 53.15 | 74.41 | 1.1161 | 216.7228 | 398.2718
117 |  | WATER RESISTIVE BARRIER HARDIEWRAP OR EQUIVALENT | SF | 194.17 | 0.19 | 0.209 | 40.5815 | 0.01 | 1.9417 | 2 CARP | 53.15 | 74.41 | 0.7441 | 144.4819 | 185.0634
[6 empty] | 0 | 0 |  | 0 |  |  | 0 | 0 | 0 | 0
|  | WATERPROOFING |  |  |  | 0 | 0 |  | 0 |  |  | 0 | 0 | 0 | 0
118 | A100-A204 | LIQUID APPLIED WATERPROOFING AT WALL | SF | 101.565 | 1.12 | 1.232 | 125.1281 | 0.024 | 2.4376 | 2 ROFC | 46.2 | 64.68 | 1.5523 | 157.6614 | 282.7895
[6 empty] | 0 | 0 |  | 0 |  |  | 0 | 0 | 0 | 0
|  | WATERPROOFING AT PLANTER |  |  |  | 0 | 0 |  | 0 |  |  | 0 | 0 | 0 | 0
119 | A100-A204 | WATER / WEATHER AT CONCRETE PLANTER | SF | 821.24 | 0.82 | 0.902 | 740.7585 | 0.026 | 21.3522 | 2 CARP | 53.15 | 74.41 | 1.9347 | 1588.8202 | 2329.5787
120 |  | WATER / WEATHER AT WOOD PLANTER | SF | 176.72 | 0.82 | 0.902 | 159.4014 | 0.026 | 4.5947 | 2 CARP | 53.15 | 74.41 | 1.9347 | 341.8931 | 501.2946
[6 empty] | 0 | 0 |  | 0 |  |  | 0 | 0 | 0 | 0
|  | INSULATION |  |  |  | 0 | 0 |  | 0 |  |  | 0 | 0 | 0 | 0
121 | A100-A204 | R-20 BATT INSULATION AT EXTERIOR WALL | SF | 937.47 | 1.5 | 1.65 | 1546.8255 | 0.009 | 8.4372 | 1 CARP | 53.15 | 74.41 | 0.66969 | 627.8143 | 2174.6398
122 |  | R-20 BATT INSULATION AT INTERIOR WALL | SF | 894 | 1.5 | 1.65 | 1475.1 | 0.009 | 8.046 | 1 CARP | 53.15 | 74.41 | 0.66969 | 598.7029 | 2073.8029
123 |  | R-38 BATT INSULATION AT ROOF | SF | 709 | 3.25 | 3.575 | 2534.675 | 0.009 | 6.381 | 1 CARP | 53.15 | 74.41 | 0.66969 | 474.8102 | 3009.4852
[6 empty] | 0 | 0 |  | 0 |  |  | 0 | 0 | 0 | 0
|  | ROOFING ASSEMBLY |  |  |  | 0 | 0 |  | 0 |  |  | 0 | 0 | 0 | 0
124 | A100-A204 | ASPHALT SHINGLES ROOFING SYSTEM MATCH EXISITING | SF | 1003.6785 | 1.69 | 1.859 | 1865.8383 | 0.041 | 41.1508 | 1 SHEE | 62.3 | 87.22 | 3.576 | 3589.1744 | 5455.0127
125 |  | MTL-1: STANDING SEAM ZINC ROOFING COLOR / FINISH: NATURAL ZINC FINISH | SF | 171.4553 | 11.35 | 12.485 | 2140.6194 | 0.095 | 16.2883 | 1 SHEE | 62.3 | 87.22 | 8.2859 | 1420.6615 | 3561.2809
[6 empty] | 0 | 0 |  | 0 |  |  | 0 | 0 | 0 | 0
|  | UNDERLAYMENT |  |  |  | 0 | 0 |  | 0 |  |  | 0 | 0 | 0 | 0
126 |  | #15 FELT UNDERLAYMENT | SF | 1175.1338 | 0.0525 | 0.05775 | 67.864 | 0.00126 | 1.4807 | 1 ROFC | 46.2 | 64.68 | 0.081497 | 95.7696 | 163.6336
[6 empty] | 0 | 0 |  | 0 |  |  | 0 | 0 | 0 | 0
|  | GUTTER & DOWNSPOUT |  |  |  | 0 | 0 |  | 0 |  |  | 0 | 0 | 0 | 0
127 |  | ALUMINUM GUTTER | LF | 66.56 | 2.46 | 2.706 | 180.1114 | 0.097 | 6.4563 | 1 SHEE | 62.3 | 87.22 | 8.4603 | 563.1202 | 743.2316
128 |  | ALUMINUM DOWNSPOUT | LF | 41.75 | 2.39 | 2.629 | 109.7608 | 0.067 | 2.7973 | 1 SHEE | 62.3 | 87.22 | 5.8437 | 243.9761 | 353.7369
[6 empty] | 0 | 0 |  | 0 |  |  | 0 | 0 | 0 | 0
|  | SOFFIT & FASCIA |  |  |  | 0 | 0 |  | 0 |  |  | 0 | 0 | 0 | 0
129 |  | VINYL VENTED SOFFIT | SF | 72.1178 | 7.22 | 7.942 | 572.7593 | 0.055 | 3.9665 | 1 SHEE | 62.3 | 87.22 | 4.7971 | 345.9562 | 918.7155
130 |  | 2X6 FASCIA BOARD | LF | 174.7482 | 4.27 | 4.697 | 820.7925 | 0.040075 | 7.0031 | 2 CARP | 53.15 | 74.41 | 2.982 | 521.0993 | 1341.8917
[6 empty] | 0 | 0 |  | 0 |  |  | 0 | 0 | 0 | 0
|  | CANOPY/AWNING |  |  |  | 0 | 0 |  | 0 |  |  | 0 | 0 | 0 | 0
131 |  | MTL-1: STANDING SEAM ZINC CANOPY/AWNING COLOR / FINISH: NATURAL ZINC FINISH | SF | 57.16 | 34.5 | 37.95 | 2169.222 | 0.32 | 18.2912 | K-2 | 89.03 | 124.642 | 39.8854 | 2279.8518 | 4449.0738
[6 empty] | 0 | 0 |  | 0 |  |  | 0 | 0 | 0 | 0
|  | FLASHING |  |  |  | 0 | 0 |  | 0 |  |  | 0 | 0 | 0 | 0
132 |  | DRIP EDGE FLASHING | LF | 174.7482 | 1.02 | 1.122 | 196.0675 | 0.091 | 15.9021 | 1 ROFC | 46.2 | 64.68 | 5.8859 | 1028.5472 | 1224.6147
133 |  | STEP FLASHING | LF | 101.57 | 1.45 | 1.595 | 162.0042 | 0.091 | 9.2429 | 1 ROFC | 46.2 | 64.68 | 5.8859 | 597.8288 | 759.833
[6 empty] | 0 | 0 |  | 0 |  |  | 0 | 0 | 0 | 0
|  | EXTERIOR TRIM |  |  |  | 0 | 0 |  | 0 |  |  | 0 | 0 | 0 | 0
134 | A101-102 | EXTERIOR TRIM AT DOORS | LF | 190 | 4.1 | 4.51 | 856.9 | 0.031985 | 6.0771 | 1 CARP | 53.15 | 74.41 | 2.38 | 452.2 | 1309.1
135 |  | EXTERIOR TRIM AT WINDOWS | LF | 233 | 4.1 | 4.51 | 1050.83 | 0.031985 | 7.4525 | 1 CARP | 53.15 | 74.41 | 2.38 | 554.54 | 1605.37
[6 empty] | 0 | 0 |  | 0 |  |  | 0 | 0 | 0 | 0
|  | EXTERIOR FINISH |  |  |  | 0 | 0 |  | 0 |  |  | 0 | 0 | 0 | 0
[6 empty] | 0 | 0 |  | 0 |  |  | 0 | 0 | 0 | 0
|  | STUCCO |  |  |  | 0 | 0 |  | 0 |  |  | 0 | 0 | 0 | 0
136 | A200-201 | SCO-1: STUCCO FINE GARIN FINISH COLOR: SOFT/ NATURAL WHITE | SF | 2143.24 | 1.95 | 2.145 | 4597.2498 | 0.148 | 317.1995 | J-1 | 49.05 | 68.67 | 10.1632 | 21782.091 | 26379.3408
[6 empty] | 0 | 0 |  | 0 |  |  | 0 | 0 | 0 | 0
|  | CEMENT PANEL |  |  |  | 0 | 0 |  | 0 |  |  | 0 | 0 | 0 | 0
137 |  | FCP-1: WOOD LOOK FIBER CEMENT PANEL PAINTED | SF | 1336.34 | 5.45 | 5.995 | 8011.3583 | 0.096331 | 128.7312 | 1 CARP | 53.15 | 74.41 | 7.168 | 9578.8851 | 17590.2434
[6 empty] | 0 | 0 |  | 0 |  |  | 0 | 0 | 0 | 0
| DIV. 08 | OPENINGS | SUBTOTAL MATERIAL |  |  | 77778.8 | 0 |  | SUBTOTAL LABOR |  |  |  | 31201.3067 | 0 | 108980.1067 | 154031.0595
[6 empty] | 0 | 0 |  | 0 |  |  | 0 | 0 | 0 | 0
|  | DOORS |  |  |  | 0 | 0 |  | 0 |  |  | 0 | 0 | 0 | 0
[6 empty] | 0 | 0 |  | 0 |  |  | 0 | 0 | 0 | 0
|  | EXTERIOR DOORS |  |  |  | 0 | 0 |  | 0 |  |  | 0 | 0 | 0 | 0
138 | A101-102 | MTL-2: (2) 2'-0" W X 4'-0" HT DECORATIVE METAL GATE DOOR W/ FRAME SPECS: TBD | EA | 1 | 1885 | 2073.5 | 2073.5 | 6.2354 | 6.2354 | 2 CARP | 53.15 | 74.41 | 463.9782 | 463.9782 | 2537.4782
139 |  | ED-1: 3'-0" W x 7'-4" HT ROUND GLASS SWING DOOR W/ FRAME MFR: MARVIN ULTIMATE - ROUND SHAPE AT TOP AND SLB TYPE AT BOTTOM | EA | 1 | 2590 | 2849 | 2849 | 8.5733 | 8.5733 | 2 CARP | 53.15 | 74.41 | 637.9411 | 637.9411 | 3486.9411
140 |  | ED-2: 10'-0" W x 7'-4" HT SQARE GLASS SLIDING DOOR W/ FRAME MFR: MARVIN ULTIMATE | EA | 1 | 6195 | 6814.5 | 6814.5 | 10.1929 | 10.1929 | 2 CARP | 53.15 | 74.41 | 758.4515 | 758.4515 | 7572.9515
141 |  | ED-3: 3'-0" W x 6'6-15/16" HT SQUARE GLASS SWING DOOR W/ FRAME MFR: MARVIN ULTIMATE | EA | 1 | 2325 | 2557.5 | 2557.5 | 7.6908 | 7.6908 | 2 CARP | 53.15 | 74.41 | 572.27 | 572.27 | 3129.77
142 |  | ED-4: 3'-0" W x 6'6-15/16" HT SQUARE SOLID SWING DOOR W/ FRAME - 60 MINUTE FIRE RATED DOOR | EA | 1 | 2325 | 2557.5 | 2557.5 | 7.6908 | 7.6908 | 2 CARP | 53.15 | 74.41 | 572.27 | 572.27 | 3129.77
143 |  | ED-5: 3'-1-7/8" W x 6'-6-15/16" HT SQUARE SOLID SWING DOOR W/ FRAME | EA | 1 | 2445 | 2689.5 | 2689.5 | 8.0913 | 8.0913 | 2 CARP | 53.15 | 74.41 | 602.0758 | 602.0758 | 3291.5758
144 |  | ED-6: 3'-0" W x 6'-6-15/16" HT SQUARE SOLID SWING DOOR W/ FRAME | EA | 1 | 2325 | 2557.5 | 2557.5 | 7.6908 | 7.6908 | 2 CARP | 53.15 | 74.41 | 572.27 | 572.27 | 3129.77
145 |  | ED-7: 2'-8" W x 6'-8" HT SQUARE GLASS SWING DOOR W/ FRAME - 1'-6" WIDE WINDOW AS SIDELIGHT BOTH SIDE MFR: MARVIN ULTIMATE | EA | 1 | 2095 | 2304.5 | 2304.5 | 6.9295 | 6.9295 | 2 CARP | 53.15 | 74.41 | 515.6216 | 515.6216 | 2820.1216
146 |  | ED-8: 3'-0" W x 6'-11" HT SQUARE GLASS SWING DOOR W/ FRAME MFR: MARVIN ULTIMATE | EA | 1 | 2445 | 2689.5 | 2689.5 | 8.0866 | 8.0866 | 2 CARP | 53.15 | 74.41 | 601.7218 | 601.7218 | 3291.2218
147 |  | ED-9: 3'-0" W x 6'-8" HT SQUARE SOLID SWING DOOR W/ FRAME - INSTAL EXISTING DOOR ONLY | EA | 1 | 2360 | 2596 | 2596 | 7.7947 | 7.7947 | 2 CARP | 53.15 | 74.41 | 580.0018 | 580.0018 | 3176.0018
148 |  | ED-10: 3'-0" W x 6'-8" HT SQUARE SOLID SWING DOOR W/ FRAME - 60 MINUTE FIRE RATED DOOR | EA | 1 | 2360 | 2596 | 2596 | 7.7947 | 7.7947 | 2 CARP | 53.15 | 74.41 | 580.0018 | 580.0018 | 3176.0018
[6 empty] | 0 | 0 |  | 0 |  |  | 0 | 0 | 0 | 0
|  | INTERIOR DOORS |  |  |  | 0 | 0 |  | 0 |  |  | 0 | 0 | 0 | 0
149 |  | 2'-0" W x6'-8" HT WOOD DOOR W/ FRAME | EA | 1 | 560 | 616 | 616 | 4.5996 | 4.5996 | 2 CARP | 53.15 | 74.41 | 342.2559 | 342.2559 | 958.2559
150 |  | 2'-6" W x 6'-8" HT DOOR W/ FRMAE | EA | 1 | 705 | 775.5 | 775.5 | 5.7495 | 5.7495 | 2 CARP | 53.15 | 74.41 | 427.8198 | 427.8198 | 1203.3198
151 |  | 2'-10" W x 6'-8" WOOD DOOR W/ FRAME | EA | 2 | 795 | 874.5 | 1749 | 6.5153 | 13.0307 | 2 CARP | 53.15 | 74.41 | 484.8054 | 969.6109 | 2718.6109
152 |  | TYPE A: 3'-0" W x 6'-8" HT DOOR W/ FRAME - DOOR WITH INSET TAMBOUR PANELS WITH HIGH GLOSS FINISH PAINT SPECS: MFR: BENJAMIN MOORE FINISH: BLUE GREEN | EA | 2 | 845 | 929.5 | 1859 | 6.8994 | 13.7988 | 2 CARP | 53.15 | 74.41 | 513.3838 | 1026.7676 | 2885.7676
153 |  | TYPE B: 3'-0" W X6'-8" HT TEMPERED GLASS STAINLESS STEEL DOOR W/ FRAME INCLUDED HARDWARE | EA | 1 | 845 | 929.5 | 929.5 | 6.8994 | 6.8994 | 2 CARP | 53.15 | 74.41 | 513.3838 | 513.3838 | 1442.8838
154 |  | TYPE C: (2) 2'-6" W x 6-8" HT DOUBLE SWING STAINLESS STEEL ELIASON DOOR W/ FRAME INCLUDED HARDWARE - POTHOLE WINDOW W/ CLEAR GLASS - STAINLESS STEEL KICK AND PUSH PLATES | EA | 1 | 1375 | 1512.5 | 1512.5 | 11.499 | 11.499 | 2 CARP | 53.15 | 74.41 | 855.6397 | 855.6397 | 2368.1397
155 |  | TYPE D: 2'-10" W x 6'-8" CLOSET DOOR W/ FRAME PAINT SPECS: MFR: BENJAMIN MOORE FINISH: GOLDEN PAINT | EA | 1 | 795 | 874.5 | 874.5 | 6.5153 | 6.5153 | 2 CARP | 53.15 | 74.41 | 484.8054 | 484.8054 | 1359.3054
156 |  | TYPE E: 3'-0" W x 6'-8" HT DOOR W/ NO FRAME | EA | 1 | 845 | 929.5 | 929.5 | 6.8994 | 6.8994 | 2 CARP | 53.15 | 74.41 | 513.3838 | 513.3838 | 1442.8838
157 |  | TYPE E: 3'-0" W X 6'-8" HT MIRROR PANEL DOOR W/ NO FRAME | EA | 1 | 845 | 929.5 | 929.5 | 6.8994 | 6.8994 | 2 CARP | 53.15 | 74.41 | 513.3838 | 513.3838 | 1442.8838
[6 empty] | 0 | 0 |  | 0 |  |  | 0 | 0 | 0 | 0
|  | HARDWARE |  |  |  | 0 | 0 |  | 0 |  |  | 0 | 0 | 0 | 0
158 |  | ALLOWANCE PROVIDED FOR EXTERIOR DOORS HARDWARE | EA | 11 | 410 | 451 | 4961 | 1.98 | 21.78 | 2 CARP | 53.15 | 74.41 | 147.3318 | 1620.6498 | 6581.6498
159 | A101-102 | HAEDWARE SET 1 (1 PAIR) LEVER: CASSON, FORMANI BASICS LBIII-19 DOOR LEVER IN SATIN GOLD FINISH (1) LOCK: SUN VALLEY BRONZE; CS-RP9490/RP9491MB; CONTEMPORARY AUXILIARY MORTISE BOLT PRIVACY SET; BP (POLISHED BRASS) (1) CLOSER: CONCEALED DOOR CLOSER SPECIFIED BY GC TO MATCH FINISH OF SPECIFIED HARDWARE PROVIDE ADDITIONAL HARDWARE: HINGES, WEATHER SEALS, TRANSITIONS, ETC., WHERE REQUIRED. FINISH TO MATCH HARDWARE SPECIFIED | EA | 4 | 570 | 627 | 2508 | 2.25 | 9 | 2 CARP | 53.15 | 74.41 | 167.4225 | 669.69 | 3177.69
160 |  | HAEDWARE SET 2 (1 PAIR) DUMMY LEVER: CASSON, FORMANI BASICS LBIII-19 DOOR LEVER IN SATIN GOLD FINISH (1) LOCK: SPECIFIED BY GC TO MATCH FINISH OF SPECIFIED HARDWARE (1) CLOSER: CONCEALED DOOR CLOSER SPECIFIED BY GC TO MATCH FINISH OF SPECIFIED HARDWARE PROVIDE ADDITIONAL HARDWARE: HINGES, WEATHER SEALS, TRANSITIONS, ETC., WHERE REQUIRED. FINISH TO MATCH HARDWARE SPECIFIED | EA | 1 | 690 | 759 | 759 | 2.25 | 2.25 | 2 CARP | 53.15 | 74.41 | 167.4225 | 167.4225 | 926.4225
161 |  | ALLOWANCE PROVIDED FOR INTERIOR DOORS HARDWARE | EA | 6 | 340 | 374 | 2244 | 1.85 | 11.1 | 2 CARP | 53.15 | 74.41 | 137.6585 | 825.951 | 3069.951
[6 empty] | 0 | 0 |  | 0 |  |  | 0 | 0 | 0 | 0
|  | WINDOWS |  |  |  | 0 | 0 |  | 0 |  |  | 0 | 0 | 0 | 0
162 | A101-102 | W-01: 7'-0" W x 4'-2" HT CUSTOM COLONIAL SLIDING AND STACKABLE WINDOW W/ FRAME | EA | 1 | 1242 | 1366.2 | 1366.2 | 10.6443 | 10.6443 | 2 SSWK | 57.65 | 80.71 | 859.0978 | 859.0978 | 2225.2978
163 |  | W-02: 4'-0" W x 2'-4" HT CUSTOM COLONIAL BI-PARTING CASMENT WINDOW W/ FRAME | EA | 1 | 396 | 435.6 | 435.6 | 3.4054 | 3.4054 | 2 SSWK | 57.65 | 80.71 | 274.85 | 274.85 | 710.45
164 |  | W-03: 9'-0" W x 2'-0" HT CUSTOM COLONIAL AWNING WINDOW W/ FRAME | EA | 1 | 768 | 844.8 | 844.8 | 6.5685 | 6.5685 | 2 SSWK | 57.65 | 80.71 | 530.1436 | 530.1436 | 1374.9436
165 |  | W-04: 4'-0" W x 4'-7" HT SINGLE HUNG COLONIAL WINDOW W/ FRAME | EA | 1 | 780 | 858 | 858 | 6.6897 | 6.6897 | 2 SSWK | 57.65 | 80.71 | 539.9218 | 539.9218 | 1397.9218
166 |  | W-05: 6'-0" W x 2'-0" HT CUSTOM COLONIAL AWNING WINDOW W/ FRAME | EA | 1 | 510 | 561 | 561 | 4.379 | 4.379 | 2 SSWK | 57.65 | 80.71 | 353.4291 | 353.4291 | 914.4291
167 |  | W-06: 6'-0" W x 2'-0" HT CUSTOM COLONIAL AWNING WINDOW W/ FRAME | EA | 1 | 510 | 561 | 561 | 4.379 | 4.379 | 2 SSWK | 57.65 | 80.71 | 353.4291 | 353.4291 | 914.4291
168 |  | W-07: 2'-6" W x 5'-10" HT SINGLE HUNG COLONIAL WINDOW W/ FRAME | EA | 1 | 618 | 679.8 | 679.8 | 5.3214 | 5.3214 | 2 SSWK | 57.65 | 80.71 | 429.49 | 429.49 | 1109.29
169 |  | W-08: 2'-6" W x 5'-10" HT SINGLE HUNG COLONIAL WINDOW W/ FRAME | EA | 1 | 618 | 679.8 | 679.8 | 5.3214 | 5.3214 | 2 SSWK | 57.65 | 80.71 | 429.49 | 429.49 | 1109.29
170 |  | W-09: 2'-6-1/4" W x 5'-10" HT SINGLE HUNG COLONIAL WINDOW W/ FRAME | EA | 1 | 624 | 686.4 | 686.4 | 5.3657 | 5.3657 | 2 SSWK | 57.65 | 80.71 | 433.0691 | 433.0691 | 1119.4691
171 |  | W-10: 7'-0" W x 3'-6" HT CUSTOM COLONIAL WINDOW W/ FRAME - HYDRALIC PASS THOUGH FLIP UP WINDOW | EA | 1 | 1044 | 1148.4 | 1148.4 | 8.9405 | 8.9405 | 2 SSWK | 57.65 | 80.71 | 721.5844 | 721.5844 | 1869.9844
172 |  | W-11: 1'-10" W x 2'-11" HT CASMENT COLONIAL WINDOW W/ FRAME - VERIFY IN FIELD | EA | 1 | 228 | 250.8 | 250.8 | 1.9509 | 1.9509 | 2 SSWK | 57.65 | 80.71 | 157.46 | 157.46 | 408.26
173 |  | W-12: 2'-2" W x 3'-6" HT CASMENT COLONIAL WINDOW W/ FRAME - VERIFY IN FIELD | EA | 1 | 324 | 356.4 | 356.4 | 2.7677 | 2.7677 | 2 SSWK | 57.65 | 80.71 | 223.3819 | 223.3819 | 579.7819
174 |  | W-13: 2'-2" W x 3'-6" HT CASMENT COLONIAL WINDOW W/ FRAME - VERIFY IN FIELD | EA | 1 | 324 | 356.4 | 356.4 | 2.7677 | 2.7677 | 2 SSWK | 57.65 | 80.71 | 223.3819 | 223.3819 | 579.7819
175 |  | W-14: 2'-2" W x 3'-6" HT CASMENT COLONIAL WINDOW W/ FRAME - VERIFY IN FIELD | EA | 1 | 324 | 356.4 | 356.4 | 2.7677 | 2.7677 | 2 SSWK | 57.65 | 80.71 | 223.3819 | 223.3819 | 579.7819
176 |  | W-15: 2'-2" W x 3'-6" HT CASMENT COLONIAL WINDOW W/ FRAME - VERIFY IN FIELD | EA | 1 | 324 | 356.4 | 356.4 | 2.7677 | 2.7677 | 2 SSWK | 57.65 | 80.71 | 223.3819 | 223.3819 | 579.7819
[6 empty] | 0 | 0 |  | 0 |  |  | 0 | 0 | 0 | 0
|  | CASED OPENING |  |  |  | 0 | 0 |  | 0 |  |  | 0 | 0 | 0 | 0
177 | A101-102 | 4'-4" W x 7'-0" HT CASED OPENING | EA | 1 | 505 | 555.5 | 555.5 | 4.7056 | 4.7056 | 2 CARP | 53.15 | 74.41 | 350.1465 | 350.1465 | 905.6465
178 |  | 4'-0" W x 7'-0" CASED OPENING | EA | 1 | 465 | 511.5 | 511.5 | 4.344 | 4.344 | 2 CARP | 53.15 | 74.41 | 323.237 | 323.237 | 834.737
179 |  | 9'-6" W x7'-0" CASED OPENING | EA | 1 | 1100 | 1210 | 1210 | 10.317 | 10.317 | 2 CARP | 53.15 | 74.41 | 767.688 | 767.688 | 1977.688
180 |  | 10'-0" W x 7'-0" HT CASED OPENING | EA | 1 | 1150 | 1265 | 1265 | 10.86 | 10.86 | 2 CARP | 53.15 | 74.41 | 808.0926 | 808.0926 | 2073.0926
181 |  | 9'-10" W x 7'-0" HT CASED OPENING | EA | 1 | 1125 | 1237.5 | 1237.5 | 10.6786 | 10.6786 | 2 CARP | 53.15 | 74.41 | 794.5975 | 794.5975 | 2032.0975
182 |  | 15'-10" W x 7'-0" HT CASED OPENING | EA | 1 | 1800 | 1980 | 1980 | 17.1946 | 17.1946 | 2 CARP | 53.15 | 74.41 | 1279.453 | 1279.453 | 3259.453
183 |  | 3'-8" W x 7'-0" HT CASED OPENING | EA | 1 | 430 | 473 | 473 | 3.9824 | 3.9824 | 2 CARP | 53.15 | 74.41 | 296.3276 | 296.3276 | 769.3276
184 |  | 9'-0" W x 7'-0" HT CASED OPENING | EA | 1 | 999 | 1098.9 | 1098.9 | 9.774 | 9.774 | 2 CARP | 53.15 | 74.41 | 727.2833 | 727.2833 | 1826.1833
185 |  | 12'-0" W x 7'-0" HT CASED OPENING | EA | 1 | 1350 | 1485 | 1485 | 13.032 | 13.032 | 2 CARP | 53.15 | 74.41 | 969.7111 | 969.7111 | 2454.7111
186 |  | 12'-3" W x 7'-0" HT CASED OPENING | EA | 1 | 1375 | 1512.5 | 1512.5 | 13.3035 | 13.3035 | 2 CARP | 53.15 | 74.41 | 989.9134 | 989.9134 | 2502.4134
187 |  | 17'-9" W x 7'-0" HT CASED OPENING | EA | 1 | 2070 | 2277 | 2277 | 19.2765 | 19.2765 | 2 CARP | 53.15 | 74.41 | 1434.3644 | 1434.3644 | 3711.3644
188 |  | 6'-7" W X7'-0" HT CASED OPENING | EA | 1 | 770 | 847 | 847 | 7.1491 | 7.1491 | 2 CARP | 53.15 | 74.41 | 531.9674 | 531.9674 | 1378.9674
189 |  | 3'-0" W X7'-0" HT CASED OPENING | EA | 1 | 350 | 385 | 385 | 3.258 | 3.258 | 2 CARP | 53.15 | 74.41 | 242.4278 | 242.4278 | 627.4278
190 |  | 4'-0" W x7'-0" HT CASED OPENING | EA | 1 | 465 | 511.5 | 511.5 | 4.344 | 4.344 | 2 CARP | 53.15 | 74.41 | 323.237 | 323.237 | 834.737
[6 empty] | 0 | 0 |  | 0 |  |  | 0 | 0 | 0 | 0
| DIV. 09 | FINISHES | SUBTOTAL MATERIAL |  |  | 77825.1266 | 0 |  | SUBTOTAL LABOR |  |  |  | 108203.3957 | 0 | 186028.5223 | 263978.2648
[6 empty] | 0 | 0 |  | 0 |  |  | 0 | 0 | 0 | 0
|  | FLOORING |  |  |  | 0 | 0 |  | 0 |  |  | 0 | 0 | 0 | 0
191 | ID210,ID240,ID311,A101 | CPT-01: CARPET FLOORING COLOR: NAVY BLUE | SF | 25.12 | 3.99 | 4.389 | 110.2517 | 0.026 | 0.65312 | TILF | 49.5 | 69.3 | 1.8018 | 45.2612 | 155.5129
192 |  | CPT-02: CARPET FLOORING MFR: MASLAND CARPET COLOR: MOOD INDIGO | SF | 250.83 | 3.99 | 4.389 | 1100.8929 | 0.026 | 6.5216 | TILF | 49.5 | 69.3 | 1.8018 | 451.9455 | 1552.8384
193 |  | TL-01: MEXICAN STONE TILE MFR: MATERIALS MARKETING COLOR: SABLE / FRENCH QUARTER / BOND SIZE: 4" x24" , 12" x24" , 24" x24" | SF | 853.67 | 9.5 | 10.45 | 8920.8515 | 0.114 | 97.3184 | 1 TILF | 49.5 | 69.3 | 7.9002 | 6744.1637 | 15665.0152
194 |  | TL-02: SQUARE MOSAIC TILE MFR: DALTILE COLOR: D118 BROWNBERRY / MATTE SIZE: 1x1 SQUARE | SF | 92.17 | 9.1 | 10.01 | 922.6217 | 0.114 | 10.5074 | 1 TILF | 49.5 | 69.3 | 7.9002 | 728.1614 | 1650.7831
195 |  | TL-03: SQUARE MOSAIC TILE MFR: DALTILE COLOR: D317 BISCUIT / MATTE SIZE: 1x1 SQUARE | SF | 59.53 | 6.86 | 7.546 | 449.2134 | 0.114 | 6.7864 | 1 TILF | 49.5 | 69.3 | 7.9002 | 470.2989 | 919.5123
196 |  | TL-04: PATTERNED SQUARE MOSAIC TILE MFR: DALTILE COLOR: D189 NAVY, D317 BISCUIT SIZE: 1x1 SQUARE | SF | 90.63 | 12.6 | 13.86 | 1256.1318 | 0.114 | 10.3318 | 1 TILF | 49.5 | 69.3 | 7.9002 | 715.9951 | 1972.1269
197 |  | TL-09: PATTERNED WAVE MOSAIC TILE MFR: DALTILE COLOR: D192 AEGEAN, D317 BISCUIT SIZE: 1x1 SQUARE | SF | 34.49 | 9.1 | 10.01 | 345.2449 | 0.114 | 3.9319 | 1 TILF | 49.5 | 69.3 | 7.9002 | 272.4779 | 617.7228
198 |  | ST-01: OUTDOOR PATIO STONE FLOOR | SF | 118.6 | 16.55 | 18.205 | 2159.113 | 0.623 | 73.8878 | D7 | 44.15 | 61.81 | 38.5076 | 4567.0049 | 6726.1179
199 |  | WD1: WOOD FLOORING MFR: MILL & WOODS AUTHENTIC FLOORING COLOR: ESTON / UV OIL SIZE: 5.125" RANDOM LENGTH UP TO 7'-0" | SF | 1391.68 | 10.6 | 11.66 | 16226.9888 | 0.065 | 90.4592 | 1 CARP | 53.15 | 74.41 | 4.8366 | 6731.0691 | 22958.0579
200 |  | WD2: STAIN GRADE WOOD FLOORING SPECIES: FINISH TO MATCH SAMPLE FROM SHS | SF | 135.85 | 6.4 | 7.04 | 956.384 | 0.065 | 8.8302 | 1 CARP | 53.15 | 74.41 | 4.8366 | 657.0589 | 1613.4429
[6 empty] | 0 | 0 |  | 0 |  |  | 0 | 0 | 0 | 0
|  | BASE |  |  |  | 0 | 0 |  | 0 |  |  | 0 | 0 | 0 | 0
201 | ID220,ID311,ID600,ID601,ID602,ID603,A101 | TL-05: COVE SQUARE MOSAIC BASE TILE MFR: DALTILE COLOR: D317 BISCUIT / MATTE SIZE: 1x1 SQUARE | LF | 55.95 | 2.28 | 2.508 | 140.3226 | 0.035 | 1.9583 | 1 TILF | 49.5 | 69.3 | 2.4255 | 135.7067 | 276.0293
202 |  | WD-03: STAIN GRADE WOOD BASE SPECIES: FINISH TO MATCH SAMPLE FROM SHS | LF | 501.2 | 2.86 | 3.146 | 1576.7752 | 0.037 | 18.5444 | 1 TILF | 49.5 | 69.3 | 2.5641 | 1285.1269 | 2861.9021
[6 empty] | 0 | 0 |  | 0 |  |  | 0 | 0 | 0 | 0
|  | WALL FINISH |  |  |  | 0 | 0 |  | 0 |  |  | 0 | 0 | 0 | 0
203 | ID600-ID606 | MT-02: METAL BRASS COLOR: TO MATCH THE SAMPLE PROVIDED BY SHS UNLACQUERED | SF | 183.59 | 4.5 | 4.95 | 908.7705 | 0.038 | 6.9764 | 1 CARP | 53.15 | 74.41 | 2.8276 | 519.1154 | 1427.8859
204 |  | TL-04: PATTERNED SQUARE MOSAIC WALL TILE MFR: DALTILE COLOR: D189 NAVY, D317 BISCUIT SIZE: 1x1 SQUARE | SF | 210.64 | 6.86 | 7.546 | 1589.4894 | 0.143 | 30.1215 | 1 TILF | 49.5 | 69.3 | 9.9099 | 2087.4213 | 3676.9108
205 |  | TL-05: 3" HT COVE SQUARE MOSAIC TILE MFR: DALTILE COLOR: D317 BISCUIT / MATTE SIZE: 1x1 SQUARE | LF | 84.53 | 1.72 | 1.892 | 159.9308 | 0.035 | 2.9586 | 1 TILF | 49.5 | 69.3 | 2.4255 | 205.0275 | 364.9583
206 |  | TL-06: 4" HT GREEK KEY SQUARE MOSAIC TILE MFR: DALTILE COLOR: D189 NAVY, D317 BISCUIT , D192 AEGEAN SIZE: 1x1 SQUARE STANDARD SB1118 PATTERN | LF | 84.53 | 4.2 | 4.62 | 390.5286 | 0.035 | 2.9586 | 1 TILF | 49.5 | 69.3 | 2.4255 | 205.0275 | 595.5561
207 |  | TL-07: BLUE TILE AT BAR DIE WALL MFR: DESIGN AND DIRECT SOURCE COLOR: MEDITERRANEAN BLUE SIZE: 2x8 | SF | 55.37 | 11.56 | 12.716 | 704.0849 | 0.143 | 7.9179 | 1 TILF | 49.5 | 69.3 | 9.9099 | 548.7112 | 1252.7961
208 |  | TL-08: SILVER TILE AT BAR DIE WALL MFR: DESIGN AND DIRECT SOURCE COLOR: SILVER METALLIC / METALLIC SIZE: 4x4 | SF | 72.17 | 11.56 | 12.716 | 917.7137 | 0.143 | 10.3203 | 1 TILF | 49.5 | 69.3 | 9.9099 | 715.1975 | 1632.9112
209 |  | TL-11: BULE TILE AT FIREPLACE MFR: TILEBAR COLOR: SUMMIT DARK DENIM / POLISHED SIZE: 2x9 | SF | 43.96 | 21.5 | 23.65 | 1039.654 | 0.143 | 6.2863 | 1 TILF | 49.5 | 69.3 | 9.9099 | 435.6392 | 1475.2932
210 |  | TL-13: WHITE ZELLIGE TILE MFR: CLE TILE COLOR: MOROCCAN SEA SALT / GLOSSY SIZE: 2x2 | SF | 156.92 | 10.25 | 11.275 | 1769.273 | 0.143 | 22.4396 | 1 TILF | 49.5 | 69.3 | 9.9099 | 1555.0615 | 3324.3345
211 |  | WD-03: STAIN GRADE WOOD AT BEAMS SPECIES: FINISH TO MATCH SAMPLE FROM SHS | SF | 503.43 | 3.8 | 4.18 | 2104.3374 | 0.038 | 19.1303 | 1 CARP | 53.15 | 74.41 | 2.8276 | 1423.4886 | 3527.826
212 |  | WD-03: STAIN GRADE WOOD AT DECORATIVE AT STAIR HALF WALL SPECIES: FINISH TO MATCH SAMPLE FROM SHS | SF | 48.62 | 3.8 | 4.18 | 203.2316 | 0.038 | 1.8476 | 1 CARP | 53.15 | 74.41 | 2.8276 | 137.4769 | 340.7085
213 |  | WD-03: STAIN GRADE WOOD AT WOOD CASED OPENING SPECIES: FINISH TO MATCH SAMPLE FROM SHS | SF | 117.8391 | 3.8 | 4.18 | 492.5674 | 0.038 | 4.4779 | 1 CARP | 53.15 | 74.41 | 2.8276 | 333.1995 | 825.7669
214 |  | WD-03: STAIN GRADE WOOD AT WOOD PANEL SPECIES: FINISH TO MATCH SAMPLE FROM SHS | SF | 75.41 | 3.8 | 4.18 | 315.2138 | 0.038 | 2.8656 | 1 CARP | 53.15 | 74.41 | 2.8276 | 213.2278 | 528.4416
215 |  | BLACK FRP AT BAR | SF | 146.88 | 3.14 | 3.454 | 507.3235 | 0.033 | 4.847 | 1 CARP | 53.15 | 74.41 | 2.4555 | 360.6682 | 867.9918
[6 empty] | 0 | 0 |  | 0 |  |  | 0 | 0 | 0 | 0
|  | PLASTER FINISH |  |  |  | 0 | 0 |  | 0 |  |  | 0 | 0 | 0 | 0
216 | ID600-ID606 | PL-01: CREAM PLASTER MFR: SUPER DELICIOUS COLOR: TO MATCH THE SAMPLE PROVIDED BY SHS / LEVEL 4 FINISH | SF | 671.8875 | 3.68 | 4.048 | 2719.8006 | 0.201 | 135.0494 | J-1 | 49.05 | 68.67 | 13.8027 | 9273.8414 | 11993.642
217 |  | PL-02: DUSTY RED PLASTER MFR: SUPER DELICIOUS COLOR: TO MATCH THE SAMPLE PROVIDED BY SHS / LEVEL 4 FINISH | SF | 1367.5885 | 3.68 | 4.048 | 5535.9982 | 0.201 | 274.8853 | J-1 | 49.05 | 68.67 | 13.8027 | 18876.3728 | 24412.371
218 |  | PL-03: GREEN MURAL PLASTER MFR: SUPER DELICIOUS COLOR: TO MATCH THE SAMPLE PROVIDED BY SHS / LEVEL 4 FINISH | SF | 665.43 | 3.68 | 4.048 | 2693.6606 | 0.201 | 133.7514 | J-1 | 49.05 | 68.67 | 13.8027 | 9184.7107 | 11878.3713
219 |  | PL-04: GOLDEN PLASTER MFR: SUPER DELICIOUS COLOR: TO MATCH THE SAMPLE PROVIDED BY SHS / LEVEL 4 FINISH | SF | 522.36 | 3.68 | 4.048 | 2114.5133 | 0.201 | 104.9944 | J-1 | 49.05 | 68.67 | 13.8027 | 7209.9627 | 9324.476
[6 empty] | 0 | 0 |  | 0 |  |  | 0 | 0 | 0 | 0
|  | WALL COVERING |  |  |  | 0 | 0 |  | 0 |  |  | 0 | 0 | 0 | 0
220 | ID600-ID606 | WC-01: GOLD LEAF WALLCOVERING MFR: PHILLIP JEFFRIES | SF | 179.61 | 24.63 | 27.093 | 4866.1737 | 0.023 | 4.131 | 2 CARP | 53.15 | 74.41 | 1.7114 | 307.3899 | 5173.5637
221 |  | WC-02: LION HEAD WALLCOVERING MFR: GUCCI | SF | 167.62 | 9.19 | 10.109 | 1694.4706 | 0.023 | 3.8553 | 2 CARP | 53.15 | 74.41 | 1.7114 | 286.8699 | 1981.3405
[6 empty] | 0 | 0 |  | 0 |  |  | 0 | 0 | 0 | 0
|  | PAINT |  |  |  | 0 | 0 |  | 0 |  |  | 0 | 0 | 0 | 0
222 | ID220,ID604,ID605 | PT-03: ONE COAT OF PRIMER WITH TWO COATS OF BLUE-GREEN PAINT AT WALLS MFR: BENJAMIN MOORE COLOR: HIGH GLOSS, UON FINISH: FLAT | SF | 269.7575 | 0.23 | 0.253 | 68.2486 | 0.024 | 6.4742 | 1 PORD | 44.4 | 62.16 | 1.4918 | 402.435 | 470.6837
223 |  | PT-05: ONE COAT OF PRIMER WITH TWO COATS OF PAINT AT CEILING MFR: BENJAMIN MOORE COLOR: HIGH GLOSS, UON FINISH: EGGSHELL | SF | 3092 | 0.23 | 0.253 | 782.276 | 0.03 | 92.76 | 1 PORD | 44.4 | 62.16 | 1.8648 | 5765.9616 | 6548.2376
224 |  | ONE COAT OF PRIMER WITH TWO COATS OF PAINT ON FIBER CEMENT PANEL SPECS: BM BENNINGTON GRAY HC-82 (OR SIMILAR NEUTRAL) | SF | 1336 | 0.23 | 0.253 | 338.008 | 0.024 | 32.064 | 1 PORD | 44.4 | 62.16 | 1.4918 | 1993.0982 | 2331.1062
[6 empty] | 0 | 0 |  | 0 |  |  | 0 | 0 | 0 | 0
|  | GYPSUM BOARD |  |  |  | 0 | 0 |  | 0 |  |  | 0 | 0 | 0 | 0
[6 empty] | 0 | 0 |  | 0 |  |  | 0 | 0 | 0 | 0
| A100-A204 | WALLS |  |  |  | 0 | 0 |  | 0 |  |  | 0 | 0 | 0 | 0
225 |  | 5/8" THK. TYPE X GYPSUM BOARD AT WALLS | SF | 2181.02 | 1.15 | 1.265 | 2758.9903 | 0.037 | 80.6977 | 2 CARP | 53.15 | 74.41 | 2.7532 | 6004.7188 | 8763.7091
226 |  | NO. OF SHEETS | EA | 68.1569 |  | 0 | 0 |  | 0 |  |  | 0 | 0 | 0 | 0
227 |  | ADHESIVE | TUBES | 67.6116 |  | 0 | 0 |  | 0 |  |  | 0 | 0 | 0 | 0
228 |  | TAPING | ROLLS | 1.6358 |  | 0 | 0 |  | 0 |  |  | 0 | 0 | 0 | 0
229 |  | DRYWALL SCREWS | LBS | 11.684 |  | 0 | 0 |  | 0 |  |  | 0 | 0 | 0 | 0
230 |  | MUD PLASTER | LBS | 1155.9406 |  | 0 | 0 |  | 0 |  |  | 0 | 0 | 0 | 0
[6 empty] | 0 | 0 |  | 0 |  |  | 0 | 0 | 0 | 0
231 |  | 5/8" THK. MOLD AND MILDEW RESISTANT GYPSUM BOARD AT WALLS | SF | 111.2055 | 1.25 | 1.375 | 152.9076 | 0.037 | 4.1146 | 2 CARP | 53.15 | 74.41 | 2.7532 | 306.1676 | 459.0752
232 |  | NO. OF SHEETS | EA | 3.4752 |  | 0 | 0 |  | 0 |  |  | 0 | 0 | 0 | 0
233 |  | ADHESIVE | TUBES | 3.4474 |  | 0 | 0 |  | 0 |  |  | 0 | 0 | 0 | 0
234 |  | TAPING | ROLLS | 0.083404 |  | 0 | 0 |  | 0 |  |  | 0 | 0 | 0 | 0
235 |  | DRYWALL SCREWS | LBS | 0.59574 |  | 0 | 0 |  | 0 |  |  | 0 | 0 | 0 | 0
236 |  | MUD PLASTER | LBS | 58.9389 |  | 0 | 0 |  | 0 |  |  | 0 | 0 | 0 | 0
[6 empty] | 0 | 0 |  | 0 |  |  | 0 | 0 | 0 | 0
237 |  | 7/16" THK. CEMENTITUOUS BACKER BOARD AT WALLS | SF | 495 | 1 | 1.1 | 544.5 | 0.037 | 18.315 | 2 CARP | 53.15 | 74.41 | 2.7532 | 1362.8192 | 1907.3192
238 |  | NO. OF SHEETS | EA | 15.4688 |  | 0 | 0 |  | 0 |  |  | 0 | 0 | 0 | 0
239 |  | ADHESIVE | TUBES | 15.345 |  | 0 | 0 |  | 0 |  |  | 0 | 0 | 0 | 0
240 |  | TAPING | ROLLS | 0.37125 |  | 0 | 0 |  | 0 |  |  | 0 | 0 | 0 | 0
241 |  | DRYWALL SCREWS | LBS | 2.6518 |  | 0 | 0 |  | 0 |  |  | 0 | 0 | 0 | 0
242 |  | MUD PLASTER | LBS | 262.35 |  | 0 | 0 |  | 0 |  |  | 0 | 0 | 0 | 0
[6 empty] | 0 | 0 |  | 0 |  |  | 0 | 0 | 0 | 0
|  | CEILING |  |  |  | 0 | 0 |  | 0 |  |  | 0 | 0 | 0 | 0
243 | ID300,ID310,ID604,ID605,A101 | 5/8" THK. GYPSUM BOARD AT CEILING MFR: CLIPSO | SF | 3092.2219 | 1.965 | 2.1615 | 6683.8376 | 0.065 | 200.9944 | 2 CARP | 53.15 | 74.41 | 4.8366 | 14955.9951 | 21639.8327
244 |  | NO. OF SHEETS | EA | 96.6319 |  | 0 | 0 |  | 0 |  |  | 0 | 0 | 0 | 0
245 |  | ADHESIVE | TUBES | 95.8589 |  | 0 | 0 |  | 0 |  |  | 0 | 0 | 0 | 0
246 |  | TAPING | ROLLS | 2.3192 |  | 0 | 0 |  | 0 |  |  | 0 | 0 | 0 | 0
247 |  | DRYWALL SCREWS | LBS | 16.5655 |  | 0 | 0 |  | 0 |  |  | 0 | 0 | 0 | 0
248 |  | MUD PLASTER | LBS | 1638.8776 |  | 0 | 0 |  | 0 |  |  | 0 | 0 | 0 | 0
[6 empty] | 0 | 0 |  | 0 |  |  | 0 | 0 | 0 | 0
|  | CEILING COVE |  |  |  | 0 | 0 |  | 0 |  |  | 0 | 0 | 0 | 0
249 |  | COVE CEILING FINISH: PT-02 MFR: BENJAMIN MOORE COLOR: HIGH GLASS, UON | LF | 233.43 | 6.25 | 6.875 | 1604.8313 | 0.042 | 9.8041 | 1 CARP | 53.15 | 74.41 | 3.1252 | 729.5201 | 2334.3514
[6 empty] | 0 | 0 |  | 0 |  |  | 0 | 0 | 0 | 0
| DIV. 10 | SPECIALTIES | SUBTOTAL MATERIAL |  |  | 10742.8269 | 0 |  | SUBTOTAL LABOR |  |  |  | 5180.9253 | 0 | 15923.7522 | 22518.2858
[6 empty] | 0 | 0 |  | 0 |  |  | 0 | 0 | 0 | 0
|  | TOILET ACCESSORIES |  |  |  | 0 | 0 |  | 0 |  |  | 0 | 0 | 0 | 0
250 | A200-201 | 6'-3" W x 2'-9" HT MIRROR WITH FRAME | EA | 1 | 275 | 302.5 | 302.5 | 0.785 | 0.785 | 1 CARP | 53.15 | 74.41 | 58.4119 | 58.4119 | 360.9119
251 | ID240 | RA-01: 36" ADA GRAB BARS FINISH/FABRIC: RAL 5010 GLOSS | EA | 6 | 39.5 | 43.45 | 260.7 | 0.372 | 2.232 | 1 CARP | 53.15 | 74.41 | 27.6805 | 166.0831 | 426.7831
252 |  | RA-02: TOILET PAPER DISPENSER FINISH/FABRIC: RAL 5010 GLOSS | EA | 3 | 16 | 17.6 | 52.8 | 0.266 | 0.798 | 1 CARP | 53.15 | 74.41 | 19.7931 | 59.3792 | 112.1792
253 |  | RA-03: SOAP DISPENSER MODEL NAME: MIA HOME HAND SOAP DISPENSER L BRACKET FINISH/FABRIC: BLACK | EA | 3 | 58.5 | 64.35 | 193.05 | 0.405 | 1.215 | 1 CARP | 53.15 | 74.41 | 30.1361 | 90.4082 | 283.4582
254 |  | RA-04: PAPER TOWEL DISPENSER FINISH/FABRIC: RAL 5010 GLOSS | EA | 3 | 23 | 25.3 | 75.9 | 0.333 | 0.999 | 1 CARP | 53.15 | 74.41 | 24.7785 | 74.3356 | 150.2356
255 |  | RA-05: RESTROOM MIRROR MFR: MUUI MODEL NAME: FRAMED MIRROR MODEL NO.: MUU897072 FINISH/FABRIC: GREY/LONG | EA | 3 | 195 | 214.5 | 643.5 | 0.536 | 1.608 | 1 CARP | 53.15 | 74.41 | 39.8838 | 119.6513 | 763.1513
256 |  | RA-06: TRASH CAN-LARGE MFR: WESCO MODEL NAME: PUSHBOY | EA | 3 | 202.11 | 222.321 | 666.963 | 0.8 | 2.4 | 1 CARP | 53.15 | 74.41 | 59.528 | 178.584 | 845.547
257 |  | RA-07: COAT HOOK MFR: REJUVENATION MODEL NAME: HASSALO DOUBLE HOOK MODEL NO.: SKU: 2207105 FINISH/FABRIC: POLISHED NICKEL | EA | 3 | 65 | 71.5 | 214.5 | 0.125 | 0.375 | 1 CARP | 53.15 | 74.41 | 9.3012 | 27.9037 | 242.4038
258 |  | RA-08: TOWEL HOOK DETAIL NOT GIVEN | EA | 3 | 10.5 | 11.55 | 34.65 | 0.125 | 0.375 | 1 CARP | 53.15 | 74.41 | 9.3012 | 27.9037 | 62.5538
|  | NOTE: ABOVE ITEMS ARE ASSUMED TO BE FURNISHED AND INSTALLED BY G.C.. |  |  |  | 0 | 0 |  | 0 |  |  | 0 | 0 | 0 | 0
[6 empty] | 0 | 0 |  | 0 |  |  | 0 | 0 | 0 | 0
|  | GLASS PARTITION |  |  |  | 0 | 0 |  | 0 |  |  | 0 | 0 | 0 | 0
259 | A200-201 | RIBBED GLASS PARTITION WALL W/ METAL FRAME METAL FRAME SPECS: MFR: TBD GL01: RIBBED GLASS | EA | 1 | 1680 | 1848 | 1848 | 17.04 | 17.04 | 2 GLAZ | 51 | 71.4 | 1216.656 | 1216.656 | 3064.656
[6 empty] | 0 | 0 |  | 0 |  |  | 0 | 0 | 0 | 0
|  | SCHEDULE DRAPERY |  |  |  | 0 | 0 |  | 0 |  |  | 0 | 0 | 0 | 0
260 | ID200-231 | SCHEDULE DRAPERY CURTAIN AT 8' HT (EITHER GOLD OR SMOKE LEATHER) MFR FOR GOLD: JAMES DUNLOP TEXTILES COLOR: KEA MFR FOR SMOKE: MOORE AND GILES COLOR: SMOKE/ ANILINEPLUS | LF | 100 | 12.65 | 13.915 | 1391.5 | 0.121 | 12.1 | 1 CARP | 53.15 | 74.41 | 9.0036 | 900.361 | 2291.861
[6 empty] | 0 | 0 |  | 0 |  |  | 0 | 0 | 0 | 0
|  | SIGNAGES |  |  |  | 0 | 0 |  | 0 |  |  | 0 | 0 | 0 | 0
261 | A200-201 | DOUBLE-SIDED POST MOUNTED SIGN W/ BRONZE METAL FRAME - BUILDING NAME "HOUSE OF STEFAS" | EA | 1 | 120 | 132 | 132 | 0.5 | 0.5 | 1 CARP | 53.15 | 74.41 | 37.205 | 37.205 | 169.205
262 |  | BRONZE METAL RESTURANT NAME SIGNAGE " HOUSE OF STEFAS SZE OF PLATE: 18" x 30" | EA | 1 | 150 | 165 | 165 | 0.5 | 0.5 | 1 CARP | 53.15 | 74.41 | 37.205 | 37.205 | 202.205
[6 empty] | 0 | 0 |  | 0 |  |  | 0 | 0 | 0 | 0
|  | WOOD PLANTER |  |  |  | 0 | 0 |  | 0 |  |  | 0 | 0 | 0 | 0
263 | A100-A204 | 8"W x 1'-10"L SOFT WHITE PTD WOOD PLANTERS | LF | 44.48 | 55 | 60.5 | 2691.04 | 0.32 | 14.2336 | 1 CLAB | 42.1 | 58.94 | 18.8608 | 838.9284 | 3529.9684
[6 empty] | 0 | 0 |  | 0 |  |  | 0 | 0 | 0 | 0
|  | PLANTING |  |  |  | 0 | 0 |  | 0 |  |  | 0 | 0 | 0 | 0
264 | A100-A204 | COLD HARDY SHRUBS AND LOW HEDGING PLANTS AT AREA | SF | 73.64 | 3 | 3.3 | 243.012 | 0.04 | 2.9456 | 1 CLAB | 42.1 | 58.94 | 2.3576 | 173.6137 | 416.6257
265 |  | ALLOWANCE PROVIDED FOR PLANTING AT UPPER TERRACE | SF | 29.6682 | 3 | 3.3 | 97.9049 | 0.04 | 1.1867 | 1 CLAB | 42.1 | 58.94 | 2.3576 | 69.9457 | 167.8506
[6 empty] | 0 | 0 |  | 0 |  |  | 0 | 0 | 0 | 0
|  | PLANTING SOIL |  |  |  | 0 | 0 |  | 0 |  |  | 0 | 0 | 0 | 0
266 | A100-A204 | PLANTING SOIL FOR CONCRETE PLANTER | CY | 13.637 | 44 | 48.4 | 660.0326 | 1.093 | 14.9053 | 1 CLAB | 42.1 | 58.94 | 64.4214 | 878.5173 | 1538.5499
267 |  | PLANTING SOIL FOR WOOD PLANTER | CY | 1.6482 | 44 | 48.4 | 79.7744 | 1.093 | 1.8015 | 1 CLAB | 42.1 | 58.94 | 64.4214 | 106.1814 | 185.9558
[6 empty] | 0 | 0 |  | 0 |  |  | 0 | 0 | 0 | 0
|  | EXTINGUISHER |  |  |  | 0 | 0 |  | 0 |  |  | 0 | 0 | 0 | 0
268 | A100-A204 | CLASS A EXTINGUISHER | EA | 2 | 300 | 330 | 660 | 0.536 | 1.072 | 1 CARP | 53.15 | 74.41 | 39.8838 | 79.7675 | 739.7675
269 |  | CLASS K EXTINGUISHER | EA | 1 | 300 | 330 | 330 | 0.536 | 0.536 | 1 CARP | 53.15 | 74.41 | 39.8838 | 39.8838 | 369.8838
[6 empty] | 0 | 0 |  | 0 |  |  | 0 | 0 | 0 | 0
| DIV. 11 | EQUIPMENT | SUBTOTAL MATERIAL |  |  | 578421.8 | 0 |  | SUBTOTAL LABOR |  |  |  | 52914.7371 | 0 | 631336.5371 | 889884.421
[6 empty] | 0 | 0 |  | 0 |  |  | 0 | 0 | 0 | 0
|  | APPLIANCES & EQUIPMENTS |  |  |  | 0 | 0 |  | 0 |  |  | 0 | 0 | 0 | 0
270 | ID200-231 | ROLLING CART | EA | 1 | 450 | 495 | 495 | 1 | 1 | 1 CLAB | 42.1 | 58.94 | 58.94 | 58.94 | 553.94
271 | FS.100 | 1: HD RANGE 36", 6 OPEN BURNERS MFR: JADE MODEL NO: JTRH-6-36HM, SIG | EA | 1 | 13288.13 | 14616.943 | 14616.943 | 4 | 4 | Q-1 | 58 | 81.2 | 324.8 | 324.8 | 14941.743
272 |  | 1.1: SALAMANDER BROILER, GAS MFR: JADE MODEL: JSB-36RMT | EA | 1 | 7859.38 | 8645.318 | 8645.318 | 4 | 4 | Q-1 | 58 | 81.2 | 324.8 | 324.8 | 8970.118
273 |  | 2: PASTA COOKER, GAS MFR: JADE MODEL: JTPC-18, SIG | EA | 1 | 12200.61 | 13420.671 | 13420.671 | 4 | 4 | Q-1 | 58 | 81.2 | 324.8 | 324.8 | 13745.471
274 |  | 3: (2) 12" OPEN BURNERS, OPEN CABINET BASE MFR: JADE MODEL: JTRH-2-A, SIG | EA | 1 | 7319.38 | 8051.318 | 8051.318 | 4 | 4 | Q-1 | 58 | 81.2 | 324.8 | 324.8 | 8376.118
275 |  | 4: HD RANGE, 24” THERMOSTATIC GRIDDLE MFR: JADE MODEL: JMRH-24GT, SIG | EA | 1 | 6753.13 | 7428.443 | 7428.443 | 4 | 4 | Q-1 | 58 | 81.2 | 324.8 | 324.8 | 7753.243
276 |  | 5: HD RANGE, 36” CHARBROILER MFR: JADE MODEL: JMRH-36B, SIG | EA | 1 | 9264.38 | 10190.818 | 10190.818 | 4 | 4 | Q-1 | 58 | 81.2 | 324.8 | 324.8 | 10515.618
277 |  | 6: REFRIGERATED BASE, SELF-CONTAINED MFR: JADE MODEL: JRLH-02S-T-60 | EA | 1 | 15641.49 | 17205.639 | 17205.639 | 4 | 4 | Q-1 | 58 | 81.2 | 324.8 | 324.8 | 17530.439
278 |  | 7: FRYER BATTER, GAS MFR: JADE MODEL: JTFF-240-36, SIG | EA | 2 | 17390.45 | 19129.495 | 38258.99 | 4 | 8 | Q-1 | 58 | 81.2 | 324.8 | 649.6 | 38908.59
279 |  | 8: DISHWASHER, DOOR TYPE, VENTLESS MFR: HOBART MODEL: AM16VLT-BASX-2 | EA | 1 | 25790.01 | 28369.011 | 28369.011 | 8.029 | 8.029 | L-1 | 62.9 | 88.06 | 707.0337 | 707.0337 | 29076.0447
280 |  | 9: DISHTABLE, WITH POTSINKS MFR: JOHN BOOS MODEL: DT3B18244-2D18R-X | EA | 1 | 1789.28 | 1968.208 | 1968.208 | 6.325 | 6.325 | Q-1 | 58 | 81.2 | 513.59 | 513.59 | 2481.798
281 |  | 10: DISHTABLE, SOILED ”L” SHAPED MFR: JOHN BOOS MODEL: SDT6-K6060SBK-L | EA | 1 | 8895 | 9784.5 | 9784.5 | 6.325 | 6.325 | Q-1 | 58 | 81.2 | 513.59 | 513.59 | 10298.09
282 |  | 11: DISPOSER, GARBAGE MFR: INSINKERATOR MODEL: SS-200 | EA | 1 | 2907.16 | 3197.876 | 3197.876 | 3.561 | 3.561 | L-1 | 62.9 | 88.06 | 313.5817 | 313.5817 | 3511.4577
283 |  | 12: HAND SINK, WALL MOUNT MFR: JOHN BOOS MODEL: PBHS—W—1 41 0-P-SSLR-X | EA | 2 | 249.62 | 274.582 | 549.164 | 4.2759 | 8.5517 | Q-1 | 58 | 81.2 | 347.2 | 694.4 | 1243.564
284 |  | 13: ICE MAKER, CUBESTYLE, W/ BIN MFR: MANITOWOC MODEL: IYT0500A | EA | 1 | 3927 | 4319.7 | 4319.7 | 13.362 | 13.362 | Q-1 | 58 | 81.2 | 1084.9944 | 1084.9944 | 5404.6944
285 |  | 14: ICE MAKER, FLAKE-STYLE, W/ BIN MFR: MANITOWOC MODEL: RFP0320A | EA | 1 | 3987 | 4385.7 | 4385.7 | 13.362 | 13.362 | Q-1 | 58 | 81.2 | 1084.9944 | 1084.9944 | 5470.6944
286 |  | 15: COMBI OVEN, ELECTRIC MFR: RATIONAL MODEL: ICP 10-FULL E | EA | 1 | 27616 | 30377.6 | 30377.6 | 7.037 | 7.037 | L-7 | 51.16 | 71.624 | 504.0181 | 504.0181 | 30881.6181
287 |  | 16: FREEZER, WORKTOP MFR: TRUE MODEL: TUC-60F-HC | EA | 1 | 5052.78 | 5558.058 | 5558.058 | 5.344 | 5.344 | 2 CLAB | 42.1 | 58.94 | 314.9754 | 314.9754 | 5873.0334
288 |  | 17: BUFFET/CAFETERIA, HOT FOOD-SOUP STATION MFR: DUKE MODEL: E302-25PG | EA | 1 | 2667.74 | 2934.514 | 2934.514 | 5.344 | 5.344 | 2 CLAB | 42.1 | 58.94 | 314.9754 | 314.9754 | 3249.4894
289 |  | 19: REFRIGERATOR, SANDWICH/SALAD PREP MFR: TRUE MODEL: TSSU-72-18-HC | EA | 1 | 4797.43 | 5277.173 | 5277.173 | 5.344 | 5.344 | 2 CLAB | 42.1 | 58.94 | 314.9754 | 314.9754 | 5592.1484
290 |  | 20: REFRIGERATOR, PIZZA PREP MFR: TRUE MODEL: TPP-AT-44-HC | EA | 1 | 4039.51 | 4443.461 | 4443.461 | 5.344 | 5.344 | 2 CLAB | 42.1 | 58.94 | 314.9754 | 314.9754 | 4758.4364
291 |  | 21: DISPLAY CASE, REFRIGERATED MFR: TRUE MODEL: GDM—1 9T—HC~TSL01 | EA | 1 | 3017.92 | 3319.712 | 3319.712 | 5.344 | 5.344 | 2 CLAB | 42.1 | 58.94 | 314.9754 | 314.9754 | 3634.6874
292 |  | 22: SINK, 1-COMPARTMENT MFR: JOHN BOOS MODEL: E1S8-1620-12R18-X | EA | 1 | 1510 | 1661 | 1661 | 6.325 | 6.325 | Q-1 | 58 | 81.2 | 513.59 | 513.59 | 2174.59
293 |  | 23: MIXER, FLOOR MFR: HOBART MODEL: HL300-1STD | EA | 1 | 16484.16 | 18132.576 | 18132.576 | 4 | 4 | 2 CLAB | 42.1 | 58.94 | 235.76 | 235.76 | 18368.336
294 |  | 24: CHEST FREEZER MFR: ADMIRAL MODEL: BLACK DIAMOND | EA | 1 | 1350 | 1485 | 1485 | 5.344 | 5.344 | 2 CLAB | 42.1 | 58.94 | 314.9754 | 314.9754 | 1799.9754
295 |  | 25: REFRIGERATOR, WORKTOP MFR: TRUE MODEL: TUC-48-HC | EA | 1 | 3244.12 | 3568.532 | 3568.532 | 5.344 | 5.344 | 2 CLAB | 42.1 | 58.94 | 314.9754 | 314.9754 | 3883.5074
296 |  | 26: GREASE INTERCEPTOR MFR: JOHN BOOS MODEL: GT-100-X | EA | 1 | 695.75 | 765.325 | 765.325 | 4 | 4 | 1 PLUM | 64.45 | 90.23 | 360.92 | 360.92 | 1126.245
297 |  | 27: REFRIGERATOR, SANDWICH/SALAD PREP MFR: TRUE MODEL: TSSU-27-08-HC | EA | 1 | 2483.78 | 2732.158 | 2732.158 | 5.344 | 5.344 | 2 CLAB | 42.1 | 58.94 | 314.9754 | 314.9754 | 3047.1334
298 |  | 28: MOP SINK, FLOOR MOUNT MFR: JOHN BOOS MODEL: PBMS2016-6-X | EA | 1 | 605.96 | 666.556 | 666.556 | 3.9828 | 3.9828 | Q-1 | 58 | 81.2 | 323.4 | 323.4 | 989.956
299 |  | 29: WORK TABLE MFR: JOHN BOOS MODEL: FBLS4824-X | EA | 6 | 385 | 423.5 | 2541 | 1 | 6 | 2 CLAB | 42.1 | 58.94 | 58.94 | 353.64 | 2894.64
300 |  | 30: REFRIGERATOR, REACH-IN, SHALLOW D MFR: CONTINENTAL MODEL: D1RSESN | EA | 1 | 5662.67 | 6228.937 | 6228.937 | 5.344 | 5.344 | 2 CLAB | 42.1 | 58.94 | 314.9754 | 314.9754 | 6543.9124
301 |  | 31: COLD PAN MFR: BSI MODEL: CP-120-2448 | EA | 1 | 886.92 | 975.612 | 975.612 | 2 | 2 | 1 CLAB | 42.1 | 58.94 | 117.88 | 117.88 | 1093.492
302 |  | 32: REFRIGERATOR, WORKTOP MFR: CONTINENTAL MODEL: SW32N-FB-D | EA | 1 | 4669.58 | 5136.538 | 5136.538 | 5.344 | 5.344 | 2 CLAB | 42.1 | 58.94 | 314.9754 | 314.9754 | 5451.5134
303 |  | 33: UNDERBAR HANDSINK MFR: KROWNE MODEL: KR19-1C | EA | 1 | 1977 | 2174.7 | 2174.7 | 6.325 | 6.325 | Q-1 | 58 | 81.2 | 513.59 | 513.59 | 2688.29
304 |  | 34: WINE CELLAR CABINET MFR: SUMMIT MODEL: SWC1875B | EA | 1 | 2174 | 2391.4 | 2391.4 | 5.344 | 5.344 | 2 CLAB | 42.1 | 58.94 | 314.9754 | 314.9754 | 2706.3754
305 |  | 37: WORK TABLE MFR: JOHN BOOS MODEL: FBLS9624-X | EA | 1 | 539 | 592.9 | 592.9 | 1 | 1 | 2 CLAB | 42.1 | 58.94 | 58.94 | 58.94 | 651.84
306 |  | 38: FOOD SLICER MFR: HOBART MODEL: EDGE12-1 1 | EA | 1 | 2440 | 2684 | 2684 | 2 | 2 | Q-1 | 58 | 81.2 | 162.4 | 162.4 | 2846.4
307 |  | 39: FOOD PROCESSOR MFR: ROBOT COUPE MODEL: R2N | EA | 1 | 1337 | 1470.7 | 1470.7 | 2 | 2 | 2 CLAB | 42.1 | 58.94 | 117.88 | 117.88 | 1588.58
308 |  | 40: WORK TABLE MFR: JOHN BOOS MODEL: FBLG7218-X | EA | 1 | 257 | 282.7 | 282.7 | 1 | 1 | 2 CLAB | 42.1 | 58.94 | 58.94 | 58.94 | 341.64
309 |  | 41: 1'-6"W SHELVING UNIT MFR: OLYMPIC MODEL: | LF | 67.2 | 8.05 | 8.855 | 595.056 | 0.094 | 6.3168 | 1 CARP | 53.15 | 74.41 | 6.9945 | 470.0331 | 1065.0891
310 |  | 42: WORK TABLE MFR: JOHN BOOS MODEL: ST6-30120SSK | EA | 1 | 1529.18 | 1682.098 | 1682.098 | 1 | 1 | 2 CLAB | 42.1 | 58.94 | 58.94 | 58.94 | 1741.038
311 |  | 43: ICE & WATER DISPENSER, DROP-IN MFR: ADVANCE MODEL: D-24-WSIBL-X | EA | 1 | 769 | 845.9 | 845.9 | 4.2759 | 4.2759 | Q-1 | 58 | 81.2 | 347.2 | 347.2 | 1193.1
312 |  | 44: PIZZA OVEN, GAS FIRED MFR: MARRA FORNI MODEL: RT90G | EA | 1 | 41688.48 | 45857.328 | 45857.328 | 15 | 15 | Q-1 | 58 | 81.2 | 1218 | 1218 | 47075.328
313 |  | 45: HEAT LAMP MFR: HATCO MODEL: GRAH-48-120 | EA | 2 | 343.15 | 377.465 | 754.93 | 1 | 2 | 1 ELEC | 61.3 | 85.82 | 85.82 | 171.64 | 926.57
314 |  | 46: REFRIGERATOR, REACH-IN MFR: TRUE MODEL: T-49-HC | EA | 1 | 4801.35 | 5281.485 | 5281.485 | 5.344 | 5.344 | 2 CLAB | 42.1 | 58.94 | 314.9754 | 314.9754 | 5596.4604
315 |  | 47: COFFEE BREWER MFR: BLOOMFIELD MODEL: 8540D2F-120V | EA | 1 | 869 | 955.9 | 955.9 | 1 | 1 | 1 CLAB | 42.1 | 58.94 | 58.94 | 58.94 | 1014.84
316 |  | 50: WALK-IN FREEZER MFR: AMERIKOOLER MODEL: CUSTOM | EA | 1 | 9475 | 10422.5 | 10422.5 | 30.392 | 30.392 | 2 CARP | 51 | 71.4 | 2169.9888 | 2169.9888 | 12592.4888
317 |  | 51: EVAPORATOR COIL, FREEZER MFR: AMERIKOOLER MODEL: CUSTOM | EA | 1 | 9475 | 10422.5 | 10422.5 | 30.392 | 30.392 | 2 CARP | 51 | 71.4 | 2169.9888 | 2169.9888 | 12592.4888
318 |  | 52: CONDENSING UNIT, FREEZER MFR: AMERIKOOLER MODEL: CUSTOM | EA | 1 | 9475 | 10422.5 | 10422.5 | 30.392 | 30.392 | 2 CARP | 51 | 71.4 | 2169.9888 | 2169.9888 | 12592.4888
319 |  | 53: WALK-IN COOLER MFR: AMERIKOOLER MODEL: CUSTOM | EA | 1 | 9475 | 10422.5 | 10422.5 | 30.392 | 30.392 | 2 CARP | 51 | 71.4 | 2169.9888 | 2169.9888 | 12592.4888
320 |  | 54: EVAPORATOR COIL, COOLER MFR: AMERIKOOLER MODEL: CUSTOM | EA | 1 | 9475 | 10422.5 | 10422.5 | 30.392 | 30.392 | 2 CARP | 51 | 71.4 | 2169.9888 | 2169.9888 | 12592.4888
321 |  | 55: CONDENSING UNIT, COOLER MFR: AMERIKOOLER MODEL: CUSTOM | EA | 1 | 9475 | 10422.5 | 10422.5 | 30.392 | 30.392 | 2 CARP | 51 | 71.4 | 2169.9888 | 2169.9888 | 12592.4888
322 |  | 56: EXHAUST HOOD W/ MUA MFR: CAPTIVE AIRE MODEL: CUSTOM | EA | 1 | 1575 | 1732.5 | 1732.5 | 2 | 2 | Q-1 | 58 | 81.2 | 162.4 | 162.4 | 1894.9
323 |  | 57: EXHAUST HOOD MFR: CAPTIVE AIRE MODEL: CUSTOM | EA | 1 | 1575 | 1732.5 | 1732.5 | 2 | 2 | Q-1 | 58 | 81.2 | 162.4 | 162.4 | 1894.9
324 |  | 58: EXHAUST HOOD MFR: CAPTIVE AIRE MODEL: CUSTOM | EA | 1 | 1575 | 1732.5 | 1732.5 | 2 | 2 | Q-1 | 58 | 81.2 | 162.4 | 162.4 | 1894.9
325 |  | 59: HEATED MUA FAN W/ CONDENSER MFR: CAPTIVE AIRE MODEL: CUSTOM | EA | 1 | 1575 | 1732.5 | 1732.5 | 2 | 2 | Q-1 | 58 | 81.2 | 162.4 | 162.4 | 1894.9
326 |  | 60: FIRE SUPPRESSION MFR: CAPTIVE AIRE MODEL: ANSUL | EA | 1 | 9850 | 10835 | 10835 | 4.5 | 4.5 | Q-1 | 58 | 81.2 | 365.4 | 365.4 | 11200.4
327 |  | 61: HOOD CONTROL PANEL MFR: CAPTIVE AIRE MODEL: CONTROLS | EA | 1 | 340.03 | 374.033 | 374.033 | 1 | 1 | 1 ELEC | 61.3 | 85.82 | 85.82 | 85.82 | 459.853
328 |  | 101: MODULAR BAR DIE SYSTEM MFR: KROWNE MODEL: MBDS | EA | 21 | 2493 | 2742.3 | 57588.3 | 6.325 | 132.825 | Q-1 | 58 | 81.2 | 513.59 | 10785.39 | 68373.69
329 |  | 102: DRINK RAIL MFR: KROWNE MODEL: KR-DR36 | EA | 3 | 692 | 761.2 | 2283.6 | 2 | 6 | Q-1 | 58 | 81.2 | 162.4 | 487.2 | 2770.8
330 |  | 103: DRINK RAIL MFR: KROWNE MODEL: KR-DR24 | EA | 2 | 768 | 844.8 | 1689.6 | 2 | 4 | Q-1 | 58 | 81.2 | 162.4 | 324.8 | 2014.4
331 |  | 104: DRINK RAIL MFR: KROWNE MODEL: KR-DR90R | EA | 1 | 340 | 374 | 374 | 1 | 1 | Q-1 | 58 | 81.2 | 81.2 | 81.2 | 455.2
332 |  | 105: RINSER STATION MFR: KROWNE MODEL: KR-DRF | EA | 3 | 958 | 1053.8 | 3161.4 | 2 | 6 | Q-1 | 58 | 81.2 | 162.4 | 487.2 | 3648.6
333 |  | 106: DRINK RAIL MFR: KROWNE MODEL: KR-DR12 | EA | 1 | 560 | 616 | 616 | 2 | 2 | Q-1 | 58 | 81.2 | 162.4 | 162.4 | 778.4
334 |  | 107: UNDERBAR GLASS RACK MFR: KROWNE MODEL: KR24-GSB3-PE | EA | 1 | 2504 | 2754.4 | 2754.4 | 3.75 | 3.75 | Q-1 | 58 | 81.2 | 304.5 | 304.5 | 3058.9
335 |  | 108: UNDERBAR ICE CHEST MFR: KROWNE MODEL: KR19-ME12 | EA | 1 | 1686 | 1854.6 | 1854.6 | 13.362 | 13.362 | Q-1 | 58 | 81.2 | 1084.9944 | 1084.9944 | 2939.5944
336 |  | 109: UNDERBAR ICE CHEST MFR: KROWNE MODEL: KR19-30-10 | EA | 1 | 4665 | 5131.5 | 5131.5 | 4.285 | 4.285 | Q-1 | 58 | 81.2 | 347.942 | 347.942 | 5479.442
337 |  | 110: UNDERBAR MIXOLOGY SINK MFR: KROWNE MODEL: KR24-MS24 | EA | 1 | 5200 | 5720 | 5720 | 6.325 | 6.325 | Q-1 | 58 | 81.2 | 513.59 | 513.59 | 6233.59
338 |  | 111: UNDERBAR EQUIPMENT STAND MFR: KROWNE MODEL: KR29-18FD | EA | 1 | 1990 | 2189 | 2189 | 2 | 2 | 1 CARP | 53.15 | 74.41 | 148.82 | 148.82 | 2337.82
339 |  | 112: UNDERBAR LIQUOR DISPLAY MFR: KROWNE MODEL: KR24-12RD | EA | 1 | 1586 | 1744.6 | 1744.6 | 3.25 | 3.25 | Q-1 | 58 | 81.2 | 263.9 | 263.9 | 2008.5
340 |  | 113: UNDERBAR FILLERS & DRAINBOARDS MFR: KROWNE MODEL: KR24-DRC90 | EA | 1 | 1275 | 1402.5 | 1402.5 | 2 | 2 | Q-1 | 58 | 81.2 | 162.4 | 162.4 | 1564.9
341 |  | 114: UNDERBAR HANDSINK W/SOAP & TOWE MFR: KROWNE MODEL: KR24-12ST | EA | 1 | 2715 | 2986.5 | 2986.5 | 6.325 | 6.325 | Q-1 | 58 | 81.2 | 513.59 | 513.59 | 3500.09
342 |  | 115: UNDERBAR DRY WASTE MFR: KROWNE MODEL: KR24-T12 | EA | 1 | 1069 | 1175.9 | 1175.9 | 3.339 | 3.339 | L-1 | 62.9 | 88.06 | 294.0323 | 294.0323 | 1469.9323
343 |  | 116: CLASSWASHER MFR: KROWNE MODEL: GWH-24 | EA | 1 | 12500 | 13750 | 13750 | 8.029 | 8.029 | L-1 | 62.9 | 88.06 | 707.0337 | 707.0337 | 14457.0337
344 |  | 117: BACK BAR COOLER MFR: KROWNE MODEL: BS84R | EA | 1 | 13235 | 14558.5 | 14558.5 | 5.344 | 5.344 | 2 CLAB | 42.1 | 58.94 | 314.9754 | 314.9754 | 14873.4754
345 |  | 118: DRAFT BEER TOWER MFR: KROWNE MODEL: KTH-5S | EA | 1 | 2210.05 | 2431.055 | 2431.055 | 4.285 | 4.285 | Q-1 | 58 | 81.2 | 347.942 | 347.942 | 2778.997
346 |  | 201: COOLER, BOTTLE MFR: KROWNE MODEL: BC36-SS | EA | 1 | 6367 | 7003.7 | 7003.7 | 5.344 | 5.344 | 2 CLAB | 42.1 | 58.94 | 314.9754 | 314.9754 | 7318.6754
347 |  | 202: UNDERBAR DRY STORAGE MFR: KROWNE MODEL: KR24-S18 | EA | 1 | 1750 | 1925 | 1925 | 3.339 | 3.339 | L-1 | 62.9 | 88.06 | 294.0323 | 294.0323 | 2219.0323
348 |  | 203: UNDERBAR FILLERS & DRAINBOARDS MFR: KROWNE MODEL: KR24-DRC90 | EA | 1 | 1275 | 1402.5 | 1402.5 | 3.25 | 3.25 | Q-1 | 58 | 81.2 | 263.9 | 263.9 | 1666.4
349 |  | 204: UNDERBAR ICE CHEST MFR: KROWNE MODEL: KR19-24-10 | EA | 1 | 4384 | 4822.4 | 4822.4 | 6.325 | 6.325 | Q-1 | 58 | 81.2 | 513.59 | 513.59 | 5335.99
350 |  | 205: UNDERBAR LIQUOR DISPLAY MFR: KROWNE MODEL: KR24-ML12 | EA | 1 | 1489 | 1637.9 | 1637.9 | 6.325 | 6.325 | Q-1 | 58 | 81.2 | 513.59 | 513.59 | 2151.49
351 |  | 206: UNDERBAR MIXOLOGY SINK MFR: KROWNE MODEL: KR24-MS14 | EA | 1 | 4476 | 4923.6 | 4923.6 | 6.325 | 6.325 | Q-1 | 58 | 81.2 | 513.59 | 513.59 | 5437.19
352 |  | 207: UNDERBAR DRY WASTE MFR: KROWNE MODEL: KR24-T12 | EA | 1 | 553.5 | 608.85 | 608.85 | 2 | 2 | Q-1 | 58 | 81.2 | 162.4 | 162.4 | 771.25
353 |  | 208: UNDERBAR HANDSINK W/SOAP & TOWEL MFR: KROWNE MODEL: KR24-12ST | EA | 1 | 2715 | 2986.5 | 2986.5 | 4.2759 | 4.2759 | Q-1 | 58 | 81.2 | 347.2 | 347.2 | 3333.7
354 |  | 209: BACK BAR COOLER MFR: KROWNE MODEL: SD60L | EA | 1 | 13051 | 14356.1 | 14356.1 | 5.344 | 5.344 | 2 CLAB | 42.1 | 58.94 | 314.9754 | 314.9754 | 14671.0754
355 |  | 220: RINSER STATION MFR: KROWNE MODEL: KR-DRF | EA | 2 | 958 | 1053.8 | 2107.6 | 2 | 4 | Q-1 | 58 | 81.2 | 162.4 | 324.8 | 2432.4
356 |  | 221: DRINK RAIL MFR: KROWNE MODEL: KR-DR26 | EA | 3 | 650 | 715 | 2145 | 2 | 6 | Q-1 | 58 | 81.2 | 162.4 | 487.2 | 2632.2
357 |  | NOTE: 3/4" THICK PLYWOOD WALL BACKING TO SUPPORT ALL WALL/CEILING SUPPORTED EQUIPMENTS. | LF | 61 | 2.34 | 2.574 | 157.014 | 0.023 | 1.403 | C8 | 46.88 | 65.632 | 1.5095 | 92.0817 | 249.0957
|  | NOTE: ABOVE ITEMS ARE ASSUMED TO BE FURNISHED AND INSTALLED BY G.C.. |  |  |  | 0 | 0 |  | 0 |  |  | 0 | 0 | 0 | 0
[6 empty] | 0 | 0 |  | 0 |  |  | 0 | 0 | 0 | 0
| DIV. 12 | FURNISHINGS | SUBTOTAL MATERIAL |  |  | 25627.7202 | 0 |  | SUBTOTAL LABOR |  |  |  | 20600.2994 | 0 | 46228.0197 | 65478.5609
[6 empty] | 0 | 0 |  | 0 |  |  | 0 | 0 | 0 | 0
|  | COUNTERTOP |  |  |  | 0 | 0 |  | 0 |  |  | 0 | 0 | 0 | 0
358 | ID200-231 | ST-03: STONE COUNTERTOP WITH SUPPORT AT EDGE OF COUNTER AS NECESSARY W/ PURSE HOOK AT 30" O.C. MFR: MARMI NATURAL STONE SPECIES: CALACATTA VIOLETTE COLOR: HONED | SF | 68.23 | 129 | 141.9 | 9681.837 | 0.61479 | 41.9474 | 1 BRIC | 52.05 | 72.87 | 44.8 | 3056.704 | 12738.541
359 |  | ST-04: STONE COUNTERTOP WITH SUPPORT AT EDGE OF COUNTER AS NECESSARY W/ PURSE HOOK AT 30" O.C. MFR: WALKER ZANGER SPECIES: CELADON COLOR: HONED | SF | 40 | 129 | 141.9 | 5676 | 0.61479 | 24.5917 | 1 BRIC | 52.05 | 72.87 | 44.8 | 1792 | 7468
360 |  | ST-05: STONE COUNTERTOP WITH SUPPORT AT EDGE OF COUNTER AS NECESSARY W/ PURSE HOOK AT 30" O.C. MFR: MARMI NATURAL STONE SPECIES: CALACATTA VIOLETTE COLOR: HONED | SF | 52.51 | 129 | 141.9 | 7451.169 | 0.61479 | 32.2828 | 1 BRIC | 52.05 | 72.87 | 44.8 | 2352.448 | 9803.617
361 |  | MT-03: COUNTERTOP PAINTED ZINC MFR: TBD COLOR: TO MATCH SAMPLE PROVIDED BY SHS / PAINTED (ACID, LEMON JUICE) | SF | 17.3 | 55.5 | 61.05 | 1056.165 | 0.294 | 5.0862 | 1 CARP | 53.15 | 74.41 | 21.8765 | 378.4641 | 1434.6291
362 |  | SOLID SURFACE COUNTERTOP IN BATH | SF | 9 | 44 | 48.4 | 435.6 | 0.287 | 2.583 | 2 CARP | 53.15 | 74.41 | 21.3557 | 192.201 | 627.801
[6 empty] | 0 | 0 |  | 0 |  |  | 0 | 0 | 0 | 0
|  | BACKSPLASH |  |  |  | 0 | 0 |  | 0 |  |  | 0 | 0 | 0 | 0
363 | ID200-231 | MT-04: 4"H METAL COATED BACKSPLASH COLOR: TBD - RAL 5010 / GLOSS | LF | 16.21 | 16.75 | 18.425 | 298.6693 | 0.095 | 1.54 | 2 CARP | 53.15 | 74.41 | 7.069 | 114.5877 | 413.2569
364 |  | 4" HIGH BACK SPLASH | LF | 9 | 12 | 13.2 | 118.8 | 0.095 | 0.855 | 2 CARP | 53.15 | 74.41 | 7.069 | 63.6206 | 182.4206
[6 empty] | 0 | 0 |  | 0 |  |  | 0 | 0 | 0 | 0
|  | BULLNOSE EDGING |  |  |  | 0 | 0 |  | 0 |  |  | 0 | 0 | 0 | 0
365 | ID200-231 | 3" BULLNOSE EDGING | LF | 104 | 7.95 | 8.745 | 909.48 | 0.1 | 10.4 | 2 CARP | 53.15 | 74.41 | 7.441 | 773.864 | 1683.344
[6 empty] | 0 | 0 |  | 0 |  |  | 0 | 0 | 0 | 0
|  | FURNITURE (INSTALL ONLY) |  |  |  | 0 | 0 |  | 0 |  |  | 0 | 0 | 0 | 0
366 | ID230 | AC1: EXTERIOR PLANTER | EA | 1 |  | 0 | 0 | 4 | 4 | 2 CLAB | 42.1 | 58.94 | 235.76 | 235.76 | 235.76
367 |  | B1: 15'-6"Lx 2'-0"W WOOD SLAT BANQUETTE | EA | 1 |  | 0 | 0 | 4 | 4 | 2 CLAB | 42.1 | 58.94 | 235.76 | 235.76 | 235.76
368 |  | B2: 7'-10"Lx 2'-0"W WOOD SLAT BANQUETTE | EA | 1 |  | 0 | 0 | 4 | 4 | 2 CLAB | 42.1 | 58.94 | 235.76 | 235.76 | 235.76
369 |  | B3: 14'-0"Lx 1'-10"W L SHAPE EXTERIOR BANQUETTE | EA | 1 |  | 0 | 0 | 2 | 2 | 2 CLAB | 42.1 | 58.94 | 117.88 | 117.88 | 117.88
370 |  | B4: 3'-0"Lx 2'-0"W LINEAR EXTERIOR BANQUETTE | EA | 1 |  | 0 | 0 | 2 | 2 | 2 CLAB | 42.1 | 58.94 | 117.88 | 117.88 | 117.88
371 |  | B4.1: 4'-3"Lx 2'-0"W LINEAR EXTERIOR BANQUETTE | EA | 1 |  | 0 | 0 | 2 | 2 | 2 CLAB | 42.1 | 58.94 | 117.88 | 117.88 | 117.88
372 |  | B5: 8'-0"Lx 2'-0"W BAR ROOM BANQUETTE | EA | 1 |  | 0 | 0 | 4 | 4 | 2 CLAB | 42.1 | 58.94 | 235.76 | 235.76 | 235.76
373 |  | B6: 10'-0"Lx 1'-6"W ROUNDED BANQUETTE | EA | 1 |  | 0 | 0 | 4 | 4 | 2 CLAB | 42.1 | 58.94 | 235.76 | 235.76 | 235.76
374 |  | B7: 21'-0"Lx 1'-6"W LINEAR BANQUETTE | EA | 1 |  | 0 | 0 | 4 | 4 | 2 CLAB | 42.1 | 58.94 | 235.76 | 235.76 | 235.76
375 |  | B8: 8'-0"Lx 1'-6"W CORNER BANQUETTE | EA | 1 |  | 0 | 0 | 2 | 2 | 2 CLAB | 42.1 | 58.94 | 117.88 | 117.88 | 117.88
376 |  | B9: 22'-0"Lx 1'-6"W LINEAR BANQUETTE | EA | 1 |  | 0 | 0 | 4 | 4 | 2 CLAB | 42.1 | 58.94 | 235.76 | 235.76 | 235.76
377 |  | B10: 12'-4"Lx 1'-7 1/2""W EXTERIOR BANQUETTE | EA | 1 |  | 0 | 0 | 4 | 4 | 2 CLAB | 42.1 | 58.94 | 235.76 | 235.76 | 235.76
378 |  | CH01: EXTERIOR DINING CHAIR | EA | 15 |  | 0 | 0 | 0.5 | 7.5 | 2 CLAB | 42.1 | 58.94 | 29.47 | 442.05 | 442.05
379 |  | CH02: MAIN DINING CHAIR | EA | 21 |  | 0 | 0 | 0.5 | 10.5 | 2 CLAB | 42.1 | 58.94 | 29.47 | 618.87 | 618.87
380 |  | CH03: EXTERIOR CHAIR | EA | 8 |  | 0 | 0 | 0.5 | 4 | 2 CLAB | 42.1 | 58.94 | 29.47 | 235.76 | 235.76
381 |  | CH04: UPSTAIR DINING CHAIR | EA | 22 |  | 0 | 0 | 0.5 | 11 | 2 CLAB | 42.1 | 58.94 | 29.47 | 648.34 | 648.34
382 |  | CH05: DINING ARMCHAIR | EA | 8 |  | 0 | 0 | 0.5 | 4 | 2 CLAB | 42.1 | 58.94 | 29.47 | 235.76 | 235.76
383 |  | CH06: EXTERIOR DINING CHAIR | EA | 6 |  | 0 | 0 | 0.5 | 3 | 2 CLAB | 42.1 | 58.94 | 29.47 | 176.82 | 176.82
384 |  | CH07: EXTERIOR ARMCHAIR | EA | 4 |  | 0 | 0 | 0.5 | 2 | 2 CLAB | 42.1 | 58.94 | 29.47 | 117.88 | 117.88
385 |  | F1: HOST STAND | EA | 1 |  | 0 | 0 | 0.5 | 0.5 | 2 CLAB | 42.1 | 58.94 | 29.47 | 29.47 | 29.47
386 |  | F2: 3'-0"Wx6'-3 1/2"H SERVER STATION WITH SHELVES | EA | 1 |  | 0 | 0 | 2 | 2 | 2 CLAB | 42.1 | 58.94 | 117.88 | 117.88 | 117.88
387 |  | F3: 2'-11"Wx6'-3 1/2"H SERVER STATION WITH SHELVES | EA | 2 |  | 0 | 0 | 2 | 4 | 2 CLAB | 42.1 | 58.94 | 117.88 | 235.76 | 235.76
388 |  | F4: BUFFET | EA | 2 |  | 0 | 0 | 2 | 4 | 2 CLAB | 42.1 | 58.94 | 117.88 | 235.76 | 235.76
389 |  | F5: 4'-0"Lx2'-0"W DJ BOOTH | EA | 1 |  | 0 | 0 | 2 | 2 | 2 CLAB | 42.1 | 58.94 | 117.88 | 117.88 | 117.88
390 |  | F6: 3'-0"Wx6'-3 1/2"H SERVER STATION WITH SHELVES AT KITCHEN | EA | 1 |  | 0 | 0 | 2 | 2 | 2 CLAB | 42.1 | 58.94 | 117.88 | 117.88 | 117.88
391 |  | F7: 3'-0"Wx6'-3 1/2"H SERVER STATION WITH SHELVES MAIN DINING | EA | 1 |  | 0 | 0 | 2 | 2 | 2 CLAB | 42.1 | 58.94 | 117.88 | 117.88 | 117.88
392 |  | STL1: BAR STOOL | EA | 1 |  | 0 | 0 | 0.5 | 0.5 | 2 CLAB | 42.1 | 58.94 | 29.47 | 29.47 | 29.47
393 |  | STL2: COUNTER STOOL | EA | 1 |  | 0 | 0 | 0.5 | 0.5 | 2 CLAB | 42.1 | 58.94 | 29.47 | 29.47 | 29.47
394 |  | STL3: EXTERIOR BAR STOOL | EA | 4 |  | 0 | 0 | 0.5 | 2 | 2 CLAB | 42.1 | 58.94 | 29.47 | 117.88 | 117.88
395 |  | T1: 2'-3"Wx2'-9"D TOP EXTERIOR TABLE | EA | 7 |  | 0 | 0 | 2 | 14 | 2 CLAB | 42.1 | 58.94 | 117.88 | 825.16 | 825.16
396 |  | T2: 3'-0"Wx3'-0"D TOP EXTERIOR TABLE | EA | 2 |  | 0 | 0 | 2 | 4 | 2 CLAB | 42.1 | 58.94 | 117.88 | 235.76 | 235.76
397 |  | T3: 2'-6"DIA ROUND EXTERIOR DINING TABLE | EA | 9 |  | 0 | 0 | 2 | 18 | 2 CLAB | 42.1 | 58.94 | 117.88 | 1060.92 | 1060.92
398 |  | T4: 2'-0"DIA ROUND 2-TOP EXTERIOR DINING TABLE | EA | 2 |  | 0 | 0 | 2 | 4 | 2 CLAB | 42.1 | 58.94 | 117.88 | 235.76 | 235.76
399 |  | T5: 2'-0"DIA ROUND 2-TOP TABLE | EA | 2 |  | 0 | 0 | 2 | 4 | 2 CLAB | 42.1 | 58.94 | 117.88 | 235.76 | 235.76
400 |  | T6: 4'-7"Wx2'-6"D PILL SHAPE DINING TABLE | EA | 1 |  | 0 | 0 | 2 | 2 | 2 CLAB | 42.1 | 58.94 | 117.88 | 117.88 | 117.88
401 |  | T7: 2'-10"Wx2'-3"D TOP INTERIOR DINING TABLE | EA | 13 |  | 0 | 0 | 2 | 26 | 2 CLAB | 42.1 | 58.94 | 117.88 | 1532.44 | 1532.44
402 |  | T9: TOP INTERIOR DINING TABLE W/ LEAVES | EA | 3 |  | 0 | 0 | 2 | 6 | 2 CLAB | 42.1 | 58.94 | 117.88 | 353.64 | 353.64
403 |  | T10.1: 2'-10"Wx2'-10"D CORNER BANQUETTE TABLE | EA | 1 |  | 0 | 0 | 2 | 2 | 2 CLAB | 42.1 | 58.94 | 117.88 | 117.88 | 117.88
404 |  | T10.2: 2'-10"Wx2'-10"D CORNER BANQUETTE TABLE | EA | 2 |  | 0 | 0 | 2 | 4 | 2 CLAB | 42.1 | 58.94 | 117.88 | 235.76 | 235.76
405 |  | T11: 2'-10"Wx2'-3"D 2-TOP BANQUETTE TABLE | EA | 2 |  | 0 | 0 | 2 | 4 | 2 CLAB | 42.1 | 58.94 | 117.88 | 235.76 | 235.76
406 |  | T12: 6'-0"Wx2'-3"D TOP TABLE | EA | 1 |  | 0 | 0 | 4 | 4 | 2 CLAB | 42.1 | 58.94 | 235.76 | 235.76 | 235.76
407 |  | T13: 9'-8"Wx2'-9"D TOP TABLE | EA | 1 |  | 0 | 0 | 4 | 4 | 2 CLAB | 42.1 | 58.94 | 235.76 | 235.76 | 235.76
408 |  | T14: SMALL DRINK TABLE | EA | 2 |  | 0 | 0 | 2 | 4 | 2 CLAB | 42.1 | 58.94 | 117.88 | 235.76 | 235.76
|  | NOTE: ABOVE ITEMS ARE ASSUMED TO BE ONLY INSTALL BY G.C.. |  |  |  | 0 | 0 |  | 0 |  |  | 0 | 0 | 0 | 0
[6 empty] | 0 | 0 |  | 0 |  |  | 0 | 0 | 0 | 0
| DIV. 22 | PLUMBING | SUBTOTAL MATERIAL |  |  | 26585.867 | 0 |  | SUBTOTAL LABOR |  |  |  | 13073.2 | 0 | 39659.067 | 56086.3898
[6 empty] | 0 | 0 |  | 0 |  |  | 0 | 0 | 0 | 0
|  | PLUMBING FIXTURES |  |  |  | 0 | 0 |  | 0 |  |  | 0 | 0 | 0 | 0
409 | ID240 | PLB-01: ADA TOILET MFR: KOHLER MODEL NAME: HIGHLINE CLASSIC-1.0 GPF COMFORT HEIGHT TWO PIECE ELONGATED TOILET MODEL NO.: K-76301-RA-0 | EA | 3 | 515 | 566.5 | 1699.5 | 4.5172 | 13.5517 | Q-1 | 58 | 81.2 | 366.8 | 1100.4 | 2799.9
410 |  | PLB-02: WALL MOUNTED SINK (ADA) MFR: ROHL HOME MODEL NAME: DECO 25x21 IN MODEL NO.: U.2931 (25" BASIN) | EA | 3 | 998 | 1097.8 | 3293.4 | 5.4655 | 16.3966 | Q-1 | 58 | 81.2 | 443.8 | 1331.4 | 4624.8
411 |  | PLB-03: TOUCHLESS SINK FAUCET MFR: MAC FAUCETS MODEL NAME: AUTOLUXE MODEL NO.: AUTOLUXE FA400-102 FINISH/FABRIC: STAINLESS STEEL | EA | 3 | 774.99 | 852.489 | 2557.467 | 1.25 | 3.75 | Q-1 | 58 | 81.2 | 101.5 | 304.5 | 2861.967
412 |  | PLB-04 DETAIL NOT GIVEN | EA | 2 | 340 | 374 | 748 | 4.2759 | 8.5517 | Q-1 | 58 | 81.2 | 347.2 | 694.4 | 1442.4
413 |  | FLOOR SINK W/ HALF GRATE | EA | 15 | 275 | 302.5 | 4537.5 | 2.25 | 33.75 | Q-1 | 58 | 81.2 | 182.7 | 2740.5 | 7278
[6 empty] | 0 | 0 |  | 0 |  |  | 0 | 0 | 0 | 0
|  | ALLOWANCE |  |  |  | 0 | 0 |  | 0 |  |  | 0 | 0 | 0 | 0
414 |  | ALLOWANCE PROVIDED FOR PIPING AS REQUIRED FOR RENOVATION AND ADDTION GROSS AREA: 6724 SF ADDTION AREA: 709 SF | LS | 1 | 12500 | 13750 | 13750 | 85 | 85 | Q-1 | 58 | 81.2 | 6902 | 6902 | 20652
[6 empty] | 0 | 0 |  | 0 |  |  | 0 | 0 | 0 | 0
| DIV. 23 | HEATING, VENTILATION AND AIR CONDITIONING (HVAC) | SUBTOTAL MATERIAL |  |  | 48936.338 | 0 |  | SUBTOTAL LABOR |  |  |  | 34190.8 | 0 | 83127.138 | 117689.0142
[6 empty] | 0 | 0 |  | 0 |  |  | 0 | 0 | 0 | 0
|  | ALLOWANCE |  |  |  | 0 | 0 |  | 0 |  |  | 0 | 0 | 0 | 0
415 |  | ALLOWANCE PROVIDED FOR HVAC AS REQUIRED FOR RENOVATION AND ADDTION GROSS AREA: 6724 SF ADDTION AREA: 709 SF | LS | 1 | 41500 | 45650 | 45650 | 410 | 410 | Q-5 | 59 | 82.6 | 33866 | 33866 | 79516
[6 empty] | 0 | 0 |  | 0 |  |  | 0 | 0 | 0 | 0
|  | HOOD |  |  |  | 0 | 0 |  | 0 |  |  | 0 | 0 | 0 | 0
416 | FS400 | 1: 8'-7"L HOOD W/ASSEMBLY MFR: CAPTIVEAIRE MODEL: 6018 SND-2-PSP-F CFM: 1900 | EA | 1 | 1493.79 | 1643.169 | 1643.169 | 2 | 2 | Q-1 | 58 | 81.2 | 162.4 | 162.4 | 1805.569
417 |  | 2: 8'-0"L HOOD W/ASSEMBLY MFR: CAPTIVEAIRE MODEL: 6018 SND-2-PSP-F CFM: 2000 | EA | 1 | 1493.79 | 1643.169 | 1643.169 | 2 | 2 | Q-1 | 58 | 81.2 | 162.4 | 162.4 | 1805.569
[6 empty] | 0 | 0 |  | 0 |  |  | 0 | 0 | 0 | 0
| DIV. 26 | ELECTRICAL | SUBTOTAL MATERIAL |  |  | 116784.8 | 0 |  | SUBTOTAL LABOR |  |  |  | 41303.0418 | 0 | 158087.8418 | 223363.7969
[6 empty] | 0 | 0 |  | 0 |  |  | 0 | 0 | 0 | 0
|  | LIGHTING FIXTURES |  |  |  | 0 | 0 |  | 0 |  |  | 0 | 0 | 0 | 0
418 | ID300 | LMP-01: BAR LAMP MFR: BETHLEHEM BLACK FINISH: RED POWDERCOATED METAL, GLOSS LAMP: TALA LURRA 3W | EA | 4 | 210 | 231 | 924 | 1 | 4 | 1 ELEC | 61.3 | 85.82 | 85.82 | 343.28 | 1267.28
419 |  | P-01: PENDANT AT ENTRY MODEL: CASSIA PENDANT FINISH: LAPIS, BRASS LAMP: TALA GLOBE 6W | EA | 4 | 350 | 385 | 1540 | 1.65 | 6.6 | 1 ELEC | 61.3 | 85.82 | 141.603 | 566.412 | 2106.412
420 |  | P-02: FLUSH CHANDELIER AT HALLWAY MFR: BETHLEHEM BLACK MODEL: PENDANT FINISH: WHITE POWDERCOATED SHADES, BRASS RODS LAMP: TALA GLOBE 6W | EA | 2 | 75 | 82.5 | 165 | 1.25 | 2.5 | 1 ELEC | 61.3 | 85.82 | 107.275 | 214.55 | 379.55
421 |  | P-03: 4'-0" L PENDANT AT BAR BANQUETTE MODEL: SAGA PENDANT, SOLO FINISH: CLEAR, BLACK LAMP: ONBOARD W/ DRIVER | EA | 1 | 5000 | 5500 | 5500 | 2 | 2 | 1 ELEC | 61.3 | 85.82 | 171.64 | 171.64 | 5671.64
422 |  | P-04: PENDANT AT OYSTER BAR MFR: BETHLEHEM BLACK MODEL: PENDANT FINISH: PINK/RED GLASS, POWDER COATED DOWN ROD AND CANOPY LAMP: TALA LURRA 3W | EA | 3 | 350 | 385 | 1155 | 1.65 | 4.95 | 1 ELEC | 61.3 | 85.82 | 141.603 | 424.809 | 1579.809
423 |  | P-05: PENDANT AT FIREPLACE MFR: BETHLEHEM BLACK MODEL: PENDANT FINISH: OBSCURED GLASS LAMP: TALA LURRA 3W | EA | 1 | 350 | 385 | 385 | 1.65 | 1.65 | 1 ELEC | 61.3 | 85.82 | 141.603 | 141.603 | 526.603
424 |  | P-06: LANTERN PENDANT AT 2ND FLOOR MFR: BETHLEHEM BLACK MODEL: PENDANT FINISH: CLEAR GLASS, BLACKENED STEEL FITTERS AND RODS LAMP: TALA LURRA 3W | EA | 6 | 350 | 385 | 2310 | 1.65 | 9.9 | 1 ELEC | 61.3 | 85.82 | 141.603 | 849.618 | 3159.618
425 |  | P-07: PENDANT AT STAIR LANDING MODEL: BOTTAGE INTRECCIO WOVEN WICKER FINISH: NATURAL LAMP: TALA GLOBE LED | EA | 1 | 350 | 385 | 385 | 1.65 | 1.65 | 1 ELEC | 61.3 | 85.82 | 141.603 | 141.603 | 526.603
426 |  | P-08: PENDANT AT LARGE TABLE MFR: BETHLEHEM BLACK MODEL: PENDANT FINISH: DARK BLUE PLASTER LAMP: TALA LURRA 3W | EA | 1 | 350 | 385 | 385 | 1.65 | 1.65 | 1 ELEC | 61.3 | 85.82 | 141.603 | 141.603 | 526.603
427 |  | P-09: PENDANT LIGHT OVER BANQUETTES MODEL: LYDIA CHANDLIER FINISH: WARM OMBER LAMP: TALA 6W LED | EA | 2 | 295 | 324.5 | 649 | 1.65 | 3.3 | 1 ELEC | 61.3 | 85.82 | 141.603 | 283.206 | 932.206
428 |  | R-01: RECESSED LIGHT MFR: CLARTE MODEL: CLARTE ADJUSTABLE RECESSED, RRI-189-PARB LAMP: LED ON BOARD | EA | 29 | 150 | 165 | 4785 | 1 | 29 | 1 ELEC | 61.3 | 85.82 | 85.82 | 2488.78 | 7273.78
429 |  | R-02: RECESSED LIGHT MFR: CLARTE MODEL: CLARTE ADJUSTABLE RECESSED, RRI-189-PARB LAMP: LED ON BOARD | EA | 13 | 150 | 165 | 2145 | 1 | 13 | 1 ELEC | 61.3 | 85.82 | 85.82 | 1115.66 | 3260.66
430 |  | S-01: PICTURE LIGHT SCONE-MED MFR: VISUAL COMFORTS- CIRCA MODEL: ANETTE 24" PICTURE LIGHT, RL 2277BZ FINISH: BRONZE LAMP: INTEGRATED | EA | 4 | 1350 | 1485 | 5940 | 1 | 4 | 1 ELEC | 61.3 | 85.82 | 85.82 | 343.28 | 6283.28
431 |  | S-02: PICTURE LIGHT SCONE-SMALL MFR: VISUAL COMFORTS- CIRCA MODEL: ANETTE 24" PICTURE LIGHT, RL 2275BZ FINISH: BRONZE LAMP: T10 40W | EA | 1 | 1350 | 1485 | 1485 | 1 | 1 | 1 ELEC | 61.3 | 85.82 | 85.82 | 85.82 | 1570.82
432 |  | S-03: RESTROOM SCONE MODEL: PRINT SCONE, PRS-A-CF-PC20-27-1_TRIAC_120V LAMP: ONBOARD LED W/ DRIVER | EA | 2 | 995 | 1094.5 | 2189 | 1 | 2 | 1 ELEC | 61.3 | 85.82 | 85.82 | 171.64 | 2360.64
433 |  | S04: SCONE AT OYSTER BAR DINING MODEL: VERA SCONCE FINISH: ALMOND LAMP: TALA TOTEM 3W" | EA | 2 | 1600 | 1760 | 3520 | 1 | 2 | 1 ELEC | 61.3 | 85.82 | 85.82 | 171.64 | 3691.64
434 |  | S-05.1: SCONE AT SIDE DINING MFR: BETHLEHEM BLACK MODEL: LONG ARM SCONE FINISH: MILK GLASS, BRASS LAMP: TALA LURRA 3W | EA | 5 | 160 | 176 | 880 | 1 | 5 | 1 ELEC | 61.3 | 85.82 | 85.82 | 429.1 | 1309.1
435 |  | S-05.2: DOUBLE SCONE AT SIDE DINING MFR: BETHLEHEM BLACK MODEL: LONG ARM SCONE FINISH: MILK GLASS, BRASS LAMP: TALA LURRA 3W | EA | 1 | 160 | 176 | 176 | 1 | 1 | 1 ELEC | 61.3 | 85.82 | 85.82 | 85.82 | 261.82
436 |  | S-06: LIGHT FIXTURE, NO DETAIL | EA | 1 | 150 | 165 | 165 | 1 | 1 | 1 ELEC | 61.3 | 85.82 | 85.82 | 85.82 | 250.82
437 |  | S-07: GLASS LINEAR SCONE MODEL: JOY LAMP, SMALL-R23/RED CLAY FINISH: R23/RED CLAY LAMP: ONBOARD | EA | 1 | 510 | 561 | 561 | 1 | 1 | 1 ELEC | 61.3 | 85.82 | 85.82 | 85.82 | 646.82
438 |  | LED ROPE LIGHT | LF | 246 | 22.5 | 24.75 | 6088.5 | 0.069 | 16.974 | 1 ELEC | 61.3 | 85.82 | 5.9216 | 1456.7087 | 7545.2087
[6 empty] | 0 | 0 |  | 0 |  |  | 0 | 0 | 0 | 0
439 |  | D1 | EA | 6 | 265 | 291.5 | 1749 | 1 | 6 | 1 ELEC | 61.3 | 85.82 | 85.82 | 514.92 | 2263.92
440 |  | D2 | EA | 16 | 265 | 291.5 | 4664 | 1 | 16 | 1 ELEC | 61.3 | 85.82 | 85.82 | 1373.12 | 6037.12
441 |  | P1 | EA | 1 | 265 | 291.5 | 291.5 | 1 | 1 | 1 ELEC | 61.3 | 85.82 | 85.82 | 85.82 | 377.32
442 |  | SL1 W/52 LIGHTS | LF | 80 | 265 | 291.5 | 23320 | 0.069 | 5.52 | 1 ELEC | 61.3 | 85.82 | 5.9216 | 473.7264 | 23793.7264
443 |  | SN1 | EA | 1 | 265 | 291.5 | 291.5 | 1 | 1 | 1 ELEC | 61.3 | 85.82 | 85.82 | 85.82 | 377.32
444 |  | SN3 | EA | 1 | 265 | 291.5 | 291.5 | 1 | 1 | 1 ELEC | 61.3 | 85.82 | 85.82 | 85.82 | 377.32
445 |  | SN4 | EA | 1 | 265 | 291.5 | 291.5 | 1 | 1 | 1 ELEC | 61.3 | 85.82 | 85.82 | 85.82 | 377.32
446 |  | SN5 | EA | 1 | 265 | 291.5 | 291.5 | 1 | 1 | 1 ELEC | 61.3 | 85.82 | 85.82 | 85.82 | 377.32
|  | NOTE: ABOVE FIXTURES DETAIL IS NOT GIVEN |  |  |  | 0 | 0 |  | 0 |  |  | 0 | 0 | 0 | 0
447 |  | ALLOWANCE PROVIDED FOR LIGHTING FIXTURES (ADDITION AREAS) AREA: 709 SF | LS | 1 | 6000 | 6600 | 6600 | 57.0962 | 57.0962 | 2 ELEC | 61.3 | 85.82 | 4900 | 4900 | 11500
[6 empty] | 0 | 0 |  | 0 |  |  | 0 | 0 | 0 | 0
|  | EXTERIOR LIGHTING FIXTURES |  |  |  | 0 | 0 |  | 0 |  |  | 0 | 0 | 0 | 0
448 | EL-100 | TYPE A: GAS TORCH SCONCE MFR: TEMPEST TORCH MODEL: TT-TORCH-WM-Config MOUNTING: WALL | EA | 5 | 1263 | 1389.3 | 6946.5 | 1 | 5 | 1 ELEC | 61.3 | 85.82 | 85.82 | 429.1 | 7375.6
449 |  | TYPE B: ENTRY GATE WALL SCONCE MFR: QUOIZEL MODEL: MAE8408MBK MOUNTING: WALL LAMP (LUMENS): 100 W (1600 LUMENS) | EA | 2 | 235 | 258.5 | 517 | 1 | 2 | 1 ELEC | 61.3 | 85.82 | 85.82 | 171.64 | 688.64
450 |  | TYPE C: PATH LIGHTING MFR: WAC LIGHTING MODEL: R367207 MOUNTING: WALL (12" AFF) LAMP (LUMENS): 3.90 W (74 LUMENS) | EA | 5 | 145 | 159.5 | 797.5 | 1 | 5 | 1 ELEC | 61.3 | 85.82 | 85.82 | 429.1 | 1226.6
451 |  | TYPE D: SIGNAGE DOWNLIGHTS MFR: SIGN BRACKET STORE MODEL: D12-PAR20-SNGL MOUNTING: POST MOUNTED LAMP (LUMENS): 15 W (965 LUMENS) | EA | 2 | 185 | 203.5 | 407 | 1 | 2 | 1 ELEC | 61.3 | 85.82 | 85.82 | 171.64 | 578.64
452 |  | TYPE E: REAR EXTERIOR WALL SCONCE MFR: VISUAL COMFORT MODERN MODEL: PITCH LED TEC506951 MOUNTING: WALL LAMP (LUMENS): 26 W (823 LUMENS) | EA | 7 | 285 | 313.5 | 2194.5 | 1 | 7 | 1 ELEC | 61.3 | 85.82 | 85.82 | 600.74 | 2795.24
453 |  | TYPE F: FRONT SIGNAGE WALL SCONCE MFR: ALCON LIGHTING MODEL: MAX669992 MOUNTING: WALL LAMP (LUMENS): 17.7 W (421 LUMENS) | EA | 1 | 345 | 379.5 | 379.5 | 1 | 1 | 1 ELEC | 61.3 | 85.82 | 85.82 | 85.82 | 465.32
454 |  | TYPE G: PATIO POST DARK SKY LIGHTS MFR: HINKLEY MODEL: ATLANTIS BOLLARD HKY2225872 MOUNTING: WALL (TOP OF PLANTER) LAMP (LUMENS): 4 W (150 LUMENS) | EA | 7 | 460 | 506 | 3542 | 1 | 7 | 1 ELEC | 61.3 | 85.82 | 85.82 | 600.74 | 4142.74
[6 empty] | 0 | 0 |  | 0 |  |  | 0 | 0 | 0 | 0
|  | RECEPTACLES |  |  |  | 0 | 0 |  | 0 |  |  | 0 | 0 | 0 | 0
455 | ID301,FS.200 | DUPLEX RECEPT, 20 AMP, 120-VOLTS, GROUND TYPE, HORIZONTAL MOUNT | EA | 34 | 120 | 132 | 4488 | 0.599 | 20.366 | 1 ELEC | 61.3 | 85.82 | 51.4062 | 1747.8101 | 6235.8101
456 |  | FLOOR/ CEILING RECEPTACLE | EA | 2 | 95 | 104.5 | 209 | 0.597 | 1.194 | 1 ELEC | 61.3 | 85.82 | 51.2345 | 102.4691 | 311.4691
[6 empty] | 0 | 0 |  | 0 |  |  | 0 | 0 | 0 | 0
|  | OUTLETS |  |  |  | 0 | 0 |  | 0 |  |  | 0 | 0 | 0 | 0
457 | FS.200 | SPECIAL PURPOSE OUTLET, 208/240-VOLT AS INDICATED, GROUND TYPE, HORIZONTAL MOUNT | EA | 1 | 88 | 96.8 | 96.8 | 1.003 | 1.003 | 1 ELEC | 61.3 | 85.82 | 86.0775 | 86.0775 | 182.8775
[6 empty] | 0 | 0 |  | 0 |  |  | 0 | 0 | 0 | 0
|  | JUNCTION BOX |  |  |  | 0 | 0 |  | 0 |  |  | 0 | 0 | 0 | 0
458 | FS.200 | JUNCTION BOX | EA | 26 | 190 | 209 | 5434 | 2.997 | 77.922 | 1 ELEC | 61.3 | 85.82 | 257.2025 | 6687.266 | 12121.266
[6 empty] | 0 | 0 |  | 0 |  |  | 0 | 0 | 0 | 0
|  | ALLOWANCE |  |  |  | 0 | 0 |  | 0 |  |  | 0 | 0 | 0 | 0
459 |  | ALLOWANCE PROVIDED FOR ELECTRICAL WIRING AND CONDUITS AREA: 6724SF | LS | 1 | 11500 | 12650 | 12650 | 148 | 148 | 2 ELEC | 61.3 | 85.82 | 12701.36 | 12701.36 | 25351.36
[6 empty] | 0 | 0 |  | 0 |  |  | 0 | 0 | 0 | 0
| DIV. 31 | EARTHWORK | SUBTOTAL MATERIAL |  |  | 0 | 0 |  | SUBTOTAL LABOR |  |  |  | 33008.0977 | 0 | 33008.0977 | 47102.5554
[6 empty] | 0 | 0 |  | 0 |  |  | 0 | 0 | 0 | 0
|  | EXCAVATION |  |  |  | 0 | 0 |  | 0 |  |  | 0 | 0 | 0 | 0
460 |  | EXCAVATION PROVIDED FOR FOOTING | CY | 173.4 |  | 0 | 0 | 2.28 | 395.352 | 1 CLAB | 42.1 | 58.94 | 134.3832 | 23302.0469 | 23302.0469
[6 empty] | 0 | 0 |  | 0 |  |  | 0 | 0 | 0 | 0
|  | BACKFILL |  |  |  | 0 | 0 |  | 0 |  |  | 0 | 0 | 0 | 0
461 |  | BACKFILL PROVIDED FOR FOOTING | CY | 120.303 |  | 0 | 0 | 1.093 | 131.4912 | 1 CLAB | 42.1 | 58.94 | 64.4214 | 7750.0901 | 7750.0901
[6 empty] | 0 | 0 |  | 0 |  |  | 0 | 0 | 0 | 0
|  | HAULOFF/IMPORT |  |  |  | 0 | 0 |  | 0 |  |  | 0 | 0 | 0 | 0
462 |  | HAULING OFF EXTRA MATERIAL | CY | 53.097 |  | 0 | 0 | 0.625 | 33.1856 | 1 CLAB | 42.1 | 58.94 | 36.8375 | 1955.9607 | 1955.9607
[6 empty] | 0 | 0 |  | 0 |  |  | 0 | 0 | 0 | 0