## Summary
SUMMARY
DATE |  | PROJECT NAME | PROJECT LOCATION
2024-04-19 |  | MULTIFAMILY RESIDENTIAL 42-46 COTTAGE STREET | 42-46 COTTAGE STREET JERSEY CITY, NJ 07306
0
LINE NO. | CSI DIV. | DESCRIPTION | MATERIAL COST | LABOR COST | TOTAL COST
1 | DIV. 01 | GENERAL REQUIREMENTS | 0 | 1361072.6 | 1361072.6
2 | DIV. 02 | EXISTING CONDITIONS | 6344.7456 | 31065.1181 | 37409.8636
3 | DIV. 03 | CONCRETE | 1715544.0127 | 2772433.5996 | 4487977.6124
4 | DIV. 04 | MASONRY | 20597.6856 | 57499.5818 | 78097.2674
5 | DIV. 05 | METALS | 83453.1324 | 40205.4219 | 123658.5543
6 | DIV. 06 | WOOD, PLASTICS AND COMPOSITES | 545889.5609 | 346337.9867 | 892227.5475
7 | DIV. 07 | THERMAL AND MOISTURE PROTECTION | 347693.7646 | 466466.4345 | 814160.1991
8 | DIV. 08 | OPENINGS | 930918.8302 | 491295.2063 | 1422214.0365
9 | DIV. 09 | FINISHES | 1040004.9238 | 1618068.8408 | 2658073.7645
10 | DIV. 10 | SPECIALTIES | 26751.3567 | 15509.5306 | 42260.8873
11 | DIV. 11 | EQUIPMENTS | 405449.83 | 118945.759 | 524395.589
12 | DIV. 12 | FURNISHINGS | 92248.0206 | 38064.5744 | 130312.595
13 | DIV. 14 | CONVEYING EQUIPMENT | 150515.0181 | 180842.9858 | 331358.0039
14 | DIV. 21 | FIRE SUPPRESSION | 229968.6708 | 447111.4863 | 677080.1571
15 | DIV. 22 | PLUMBING | 589068.4789 | 634898.3785 | 1223966.8574
16 | DIV. 23 | HEATING, VENTILATION AND AIR CONDITIONING (HVAC) | 535447.7293 | 422728.2473 | 958175.9766
17 | DIV. 26 | ELECTRICAL | 1203631.8668 | 581892.1317 | 1785523.9985
18 | DIV. 31 | EARTHWORK | 0 | 471406.5552 | 471406.5552
19 | DIV. 32 | EXTERIOR IMPROVEMENTS | 17997.1107 | 34659.5209 | 52656.6316
20 | DIV. 33 | UTILITIES | 58969.6413 | 64676.6789 | 123646.3203
21 |  | TOTAL PROJECT COST |  |  | 18195675.0171

## Detailed Estimate Sheet
[17 empty] | MAT. FAC. | LAB. FAC.
CONSTRUCTION COST ESTIMATE BREAKDOWN | [16 empty] | 0.965 | 1.378
CONTRACTOR | [6 empty] | ADDRESS | [9 empty] | 0.965 | 1.378
[7 empty] | TOTAL MATERIAL COST | [8 empty] | 5744898.0407
[7 empty] | TOTAL LABOR COST | [8 empty] | 7144485.3807
[7 empty] | SUBTOTAL | [8 empty] | 12889383.4214
[7 empty] | SALES TAX | [7 empty] | 6.63% | 380886.7401
[7 empty] | LABOR BURDEN | [7 empty] | 10% | 714448.5381
[7 empty] | OVERHEAD & PROFIT | [7 empty] | 25% | 3222345.8554
[7 empty] | BONDING | [7 empty] | 2% | 344141.2911
[7 empty] | CONTINGENCY / WASTAGE | [7 empty] | 5% | 644469.1711
|  |  |  | Est.2025 |  |  | PROPOSED PROJECT AMOUNT | [8 empty] | 18195675.0171
[7 empty] | TOTAL MANHOURS | [8 empty] | 83935.8266
DATE |  | PROJECT NAME | SCOPE OF WORK |  |  |  |  | PROJECT LOCATION
2024-04-19 |  | MULTIFAMILY RESIDENTIAL 42-46 COTTAGE STREET | COMPLETE SCOPE OF WORK |  |  |  |  | 42-46 COTTAGE STREET JERSEY CITY, NJ 07306
LINE NO. | DWG REF./ CSI SEC. | ITEM DESCRIPTION | UNIT OF MEASURE | QUANTITY | MATERIAL |  |  | LABOR | [6 empty] | LINE TOTAL | TRADE TOTAL W/ S.TAX, O&P
[5 empty] | UNIT PRICE | UNIT PRICE | TOTAL COST | UNIT LABOR HOUR | LABOR HOURS | CREW | LABOR RATE | LABOR RATE | UNIT PRICE | TOTAL COST
| DIV. 01 | GENERAL REQUIREMENTS | SUBTOTAL MATERIAL |  |  | 0 | 0 |  | SUBTOTAL LABOR |  |  |  | 953800 | 0 | 953800 | 1361072.6
[6 empty] | 0 | 0 |  | 0 |  |  | 0 | 0 | 0 | 0
1 |  | PERMITS | LS | 1 |  | 0 | 0 |  | 0 |  |  | 0 | 6800 | 6800 | 6800
2 |  | SITE SUPERVISION | LS | 1 |  | 0 | 0 |  | 0 |  |  | 0 | 550000 | 550000 | 550000
3 |  | FINAL CLEANUP | LS | 1 |  | 0 | 0 |  | 0 |  |  | 0 | 245000 | 245000 | 245000
4 |  | DUMPSTER | LS | 1 |  | 0 | 0 |  | 0 |  |  | 0 | 152000 | 152000 | 152000
[6 empty] | 0 | 0 |  | 0 |  |  | 0 | 0 | 0 | 0
| DIV. 02 | EXISTING CONDITIONS | SUBTOTAL MATERIAL |  |  | 4555.958 | 0 |  | SUBTOTAL LABOR |  |  |  | 21769.5291 | 0 | 26325.4871 | 37409.8636
[6 empty] | 0 | 0 |  | 0 |  |  | 0 | 0 | 0 | 0
|  | UNDERPINNING |  |  |  | 0 | 0 |  | 0 |  |  | 0 | 0 | 0 | 0
5 |  | UNDERPINNING -NO DETAILS | SF | 296 | 15.95 | 15.3917 | 4555.958 | 0.902 | 266.992 | B-52 | 59.17 | 81.5363 | 73.5457 | 21769.5291 | 26325.4871
[6 empty] | 0 | 0 |  | 0 |  |  | 0 | 0 | 0 | 0
| DIV. 03 | CONCRETE | SUBTOTAL MATERIAL |  |  | 1231877.0529 | 0 |  | SUBTOTAL LABOR |  |  |  | 1942840.6445 | 0 | 3174717.6974 | 4487977.6124
[6 empty] | 0 | 0 |  | 0 |  |  | 0 | 0 | 0 | 0
|  | SLAB ON GRADE |  |  |  | 0 | 0 |  | 0 |  |  | 0 | 0 | 0 | 0
6 | F100-S109 | 6" THK. CONCRETE SLAB ON GRADE R/W WWF-6x6-W1.4XW1.4 OVER 6" COMPACTED GRAVEL FILL OVER COMPACTED SUBGRADE | SF | 5477 | 3.69 | 3.5608 | 19502.7754 | 0.078 | 427.206 | C14G | 47.35 | 65.2483 | 5.0894 | 27874.4652 | 47377.2407
7 |  | 8" THK. NORMAL WEIGHT CONCRETE SLAB ON GRADE R/W WWF 6x6-W1.4xW1.4 OVER 6" COMPACTED GRAVEL FILL OVER COMPACTED SUBGRADE | SF | 1319 | 4.59 | 4.4293 | 5842.3126 | 0.081 | 106.839 | C14G | 47.35 | 65.2483 | 5.2851 | 6971.0631 | 12813.3758
[12 empty] | 0 | 0 | 0 | 0
|  | THICKENED EDGE | [9 empty] | 0 | 0 | 0 | 0
8 |  | 8'-8" x 1'-0" THICKENED EDGE R/W 4-#6 BARS EACH WAY | CY | 3.8533 | 310 | 299.15 | 1152.7247 | 5.7301 | 22.08 | C14C | 50.61 | 69.7406 | 399.62 | 1539.8691 | 2692.5937
9 |  | 14"X12" CONCRETE THICKENED EDGE | CY | 26.8667 | 310 | 299.15 | 8037.1633 | 5.7301 | 153.9485 | C14C | 50.61 | 69.7406 | 399.62 | 10736.4573 | 18773.6207
[6 empty] | 0 | 0 |  | 0 |  |  | 0 | 0 | 0 | 0
|  | ELEVATED SLAB |  |  |  | 0 | 0 |  | 0 |  |  | 0 | 0 | 0 | 0
10 | F100-S109 | 8" THK. NORMAL WEIGHT CONCRETE SLAB R/W #5@12" O.C. TOP AND BOTTOM EACH WAY | SF | 23510 | 7.5 | 7.2375 | 170153.625 | 0.2 | 4702 | C14B | 54.87 | 75.6109 | 15.1222 | 355522.2637 | 525675.8887
11 |  | 10" THK. NORMAL WEIGHT CONCRETE SLAB R/W #5@12" O.C. TOP AND BOTTOM EACH WAY | SF | 24049 | 9.2 | 8.878 | 213507.022 | 0.206 | 4954.094 | C14B | 54.87 | 75.6109 | 15.5758 | 374583.3079 | 588090.3299
12 |  | 10" THK. NORMAL WEIGHT CONCRETE SLAB R/W #6@12" O.C. TOP & BOTTOM EACH WAY | SF | 4329 | 9.2 | 8.878 | 38432.862 | 0.206 | 891.774 | C14B | 54.87 | 75.6109 | 15.5758 | 67427.7991 | 105860.6611
13 |  | 12" THK. CONCRETE SLAB R/W #5@12" O.C. EACH WAY TOP & BOTTOM OVER SLAB ON GRADE | SF | 438 | 10.7 | 10.3255 | 4522.569 | 0.224 | 98.112 | C14B | 54.87 | 75.6109 | 16.9368 | 7418.3327 | 11940.9017
14 |  | 22" THK. NORMAL WEIGHT CONCRETE R/W #8@10" O.C. BOTTOM AND #7@10" O.C. TOP EACH WAY | SF | 3272 | 15.7 | 15.1505 | 49572.436 | 0.284 | 929.248 | C14B | 54.87 | 75.6109 | 21.4735 | 70261.2404 | 119833.6764
[6 empty] | 0 | 0 |  | 0 |  |  | 0 | 0 | 0 | 0
|  | PAD FOOTING |  |  |  | 0 | 0 |  | 0 |  |  | 0 | 0 | 0 | 0
15 | F100-S109 | F30: 3'-0"x3'-0"x2'-0" CONCRETE PAD FOOTING R/W 4-#6 BARS EACH WAY BOTTOM | CY | 4 | 304.22 | 293.5723 | 1174.2892 | 6.415 | 25.66 | C14H | 52.21 | 71.9454 | 461.5296 | 1846.1185 | 3020.4077
16 |  | F40: 4'-0"x4'-0"x2'-0" CONCRETE PAD FOOTING R/W 5-#6 BARS EACH WAY | CY | 14.2222 | 304.22 | 293.5723 | 4175.2505 | 6.415 | 91.2356 | C14H | 52.21 | 71.9454 | 461.5296 | 6563.9767 | 10739.2272
17 |  | F50: 5'-0"x5'-0"x2'-6" CONCRETE PAD FOOTING R/W 6-#7 BARS EACH WAY | CY | 2.3148 | 304.22 | 293.5723 | 679.5655 | 6.415 | 14.8495 | C14H | 52.21 | 71.9454 | 461.5296 | 1068.3556 | 1747.9211
18 |  | F60: 6'-0"x6'-0"x2'-6" CONCRETE PAD FOOTING R/W 8-#7 BARS EACH WAY | CY | 10 | 304.22 | 293.5723 | 2935.723 | 6.415 | 64.15 | C14H | 52.21 | 71.9454 | 461.5296 | 4615.2961 | 7551.0191
19 |  | F70110: 7'-0"x11'-0"x3'-0" PAD FOOTING R/W 12-#8 BARS EACH WAY | CY | 8.5556 | 304.22 | 293.5723 | 2511.6741 | 6.415 | 54.8839 | C14H | 52.21 | 71.9454 | 461.5296 | 3948.6422 | 6460.3164
[6 empty] | 0 | 0 |  | 0 |  |  | 0 | 0 | 0 | 0
|  | CONT. FOOTING |  |  |  | 0 | 0 |  | 0 |  |  | 0 | 0 | 0 | 0
20 | F100-S109 | WF-1: 2'-6"x1'-4" CONCRETE CONT. FOOTING R/W #6@12" O.C LONG BOTTOM AND #7@12" O.C. LONG TOP AND #5@12" O.C. SHORT TOP AND BOTTOM REINFORCEMENT | CY | 44.9491 | 310 | 299.15 | 13446.5155 | 5.7301 | 257.5624 | C14C | 50.61 | 69.7406 | 399.62 | 17962.549 | 31409.0645
21 |  | WF2: 3'-0"x1'-6" CONCRETE CONT. FOOTING R/W #7@12" O.C. LONG WAY BOTTOM AND #6@12" O.C SHORT WAY BOTTOM WITH #8@12" O.C. LONG WAY TOP AND #5@12" O.C. SHORT WAY TOP | CY | 7.8333 | 310 | 299.15 | 2343.3417 | 5.7301 | 44.8857 | C14C | 50.61 | 69.7406 | 399.62 | 3130.3567 | 5473.6983
[6 empty] | 0 | 0 |  | 0 |  |  | 0 | 0 | 0 | 0
|  | WALLS |  |  |  | 0 | 0 |  | 0 |  |  | 0 | 0 | 0 | 0
22 | F100-S109 | BW1: 12" THK. CONCRETE WALL @4'-0" HT R/W #4@12" O.C. HORIZONTAL EACH WAY EACH FACE AND #6@12" O.C. VERTICAL INSIDE FACE AND #5@12" O.C. VERTICAL OUTSIDE FACE | CY | 185.2407 | 366 | 353.19 | 65425.1772 | 5.017 | 929.3528 | C14D | 54.81 | 75.5282 | 378.9249 | 70192.3253 | 135617.5025
23 |  | SW1: 10" THK. CONCRETE SHEAR WALL @9'-0" HT R/W #10 @12" O.C. EACH WAY EACH FACE | CY | 172.7476 | 366 | 353.19 | 61012.7222 | 5.017 | 866.6747 | C14D | 54.81 | 75.5282 | 378.9249 | 65458.3606 | 126471.0829
24 |  | SW1: 10" THK. CONCRETE SHEAR WALL @10'-6" HT R/W #8 @12" O.C. EACH WAY EACH FACE | CY | 241.9911 | 366 | 353.19 | 85468.8405 | 5.017 | 1214.0694 | C14D | 54.81 | 75.5282 | 378.9249 | 91696.4525 | 177165.293
25 |  | SW2: 10" THK. CONCRETE SHEAR WALL @9'-0" HT R/W #10 @12" O.C. EACH WAY EACH FACE | CY | 119.081 | 366 | 353.19 | 42058.2262 | 5.017 | 597.4295 | C14D | 54.81 | 75.5282 | 378.9249 | 45122.7619 | 87180.9882
26 |  | SW3: 10" THK. CONCRETE SHEAR WALL @10'-0" HT R/W #10 @12" O.C. EACH WAY EACH FACE | CY | 91.9456 | 366 | 353.19 | 32474.2508 | 5.017 | 461.2909 | C14D | 54.81 | 75.5282 | 378.9249 | 34840.4585 | 67314.7093
27 |  | SW3: 10" THK. CONCRETE SHEAR WALL @10'-6" HT R/W #8 @12" O.C. EACH WAY EACH FACE | CY | 65.2011 | 366 | 353.19 | 23028.3804 | 5.017 | 327.114 | C14D | 54.81 | 75.5282 | 378.9249 | 24706.3231 | 47734.7036
[6 empty] | 0 | 0 |  | 0 |  |  | 0 | 0 | 0 | 0
|  | MAT FOOTING |  |  |  | 0 | 0 |  | 0 |  |  | 0 | 0 | 0 | 0
28 | F100-S109 | MAT M1: 36" THK. CONCRETE MAT FOOTING R/W 4-#6 LONG WAY AND 4-#6 SHORT WAY OVER 6" COMPACTED GRAVEL FILL OVER PREPARED SUBGRADE | CY | 91.8889 | 304.22 | 293.5723 | 26976.0325 | 6.415 | 589.4672 | C14H | 52.21 | 71.9454 | 461.5296 | 42409.4433 | 69385.4758
29 |  | MAT M2: 18" THK. CONCRETE MAT FOOTING R/W 5-#6 BARS EACH WAY | CY | 18.5 | 304.22 | 293.5723 | 5431.0876 | 6.415 | 118.6775 | C14H | 52.21 | 71.9454 | 461.5296 | 8538.2978 | 13969.3854
[6 empty] | 0 | 0 |  | 0 |  |  | 0 | 0 | 0 | 0
|  | COLUMNS |  |  |  | 0 | 0 |  | 0 |  |  | 0 | 0 | 0 | 0
30 | F100-S109 | 12"x24"CONCRETE COLUMN R/W 8#6 VERTICAL BARS AND #3@12" O.C. TIES NUMBER OF COLUMNS @ 10'-0" HT: 3 EA NUMBER OF COLUMNS @10'-6" HT: 40 EA NUMBER OF COLUMNS @11'-4" HT: 9 EA NUMBER OF COLUMNS @13'-6" HT: 16 EA NUMBER OF COLUMNS @14'-0" HT: 2 EA NUMBER OF COLUMNS @21'-4" HT: 7 EA | CY | 116.6874 | 350 | 337.75 | 39411.1719 | 9.385 | 1095.1113 | C14A | 55.07 | 75.8865 | 712.1944 | 83104.1213 | 122515.2931
31 |  | 16"x24" CONCRETE COLUMN R/W 8-#7 VERTICAL AND #3 TIES @12" O.C. NUMBER OF COLUMNS @10'-0" HT: 9 EA NUMBER OF COLUMNS @11'-4" HT: 7 EA NUMBER OF COLUMNS @14'-0" HT: 8 EA | CY | 27.7142 | 350 | 337.75 | 9360.4861 | 9.385 | 260.0982 | C14A | 55.07 | 75.8865 | 712.1944 | 19737.9304 | 29098.4165
32 |  | 18"x24" CONCRETE COLUMN R/W 8-#& VERTICAL BARS AND #3@12" O.C. TIES NUMBER OF COLUMNS @10'-6" HT: 5 EA NUMBER OF COLUMNS @13'-6" HT: 1 EA NUMBER OF COLUMNS @21'-4" HT: 4 EA | CY | 9.7033 | 350 | 337.75 | 3277.3008 | 9.385 | 91.0658 | C14A | 55.07 | 75.8865 | 712.1944 | 6910.6599 | 10187.9608
33 |  | 24"x72" CONCRETE COLUMN R/W 16-#10 VERTICAL BARS AND #3@12" O.C. TIES NUMBER OF COLUMNS @11'-0" HT: 1 EA NUMBER OF COLUMNS @11'-4" HT: 1 EA NUMBER OF COLUMNS @14'-0" HT: 1 EA | CY | 16.1467 | 350 | 337.75 | 5453.5367 | 9.385 | 151.5365 | C14A | 55.07 | 75.8865 | 712.1944 | 11499.566 | 16953.1027
[6 empty] | 0 | 0 |  | 0 |  |  | 0 | 0 | 0 | 0
|  | SUMP PIT |  |  |  | 0 | 0 |  | 0 |  |  | 0 | 0 | 0 | 0
34 | F100-S109 | 2'-0"x2'-0"x2'-0" SUMP PIT | EA | 1 | 850 | 820.25 | 820.25 | 6.85 | 6.85 | B-13 | 56.41 | 77.733 | 532.4709 | 532.4709 | 1352.7209
[6 empty] | 0 | 0 |  | 0 |  |  | 0 | 0 | 0 | 0
|  | DRAIN TILE |  |  |  | 0 | 0 |  | 0 |  |  | 0 | 0 | 0 | 0
35 | F100-S109 | 4" DIA. PERIMETER DRAIN TILE | LF | 95 | 3.26 | 3.1459 | 298.8605 | 0.096 | 9.12 | B-20 | 47.02 | 64.7936 | 6.2202 | 590.9173 | 889.7778
[6 empty] | 0 | 0 |  | 0 |  |  | 0 | 0 | 0 | 0
|  | CONCRETE STAIRS |  |  |  | 0 | 0 |  | 0 |  |  | 0 | 0 | 0 | 0
36 | F100-S109 | 3'-6" WIDE CONCRETE STAIRS R/W 1-#4 NOSE BAR AND #4@12" O.C. EACH WAY | RISERS | 420 | 142 | 137.03 | 57552.6 | 4.795 | 2013.9 | C14H | 52.21 | 71.9454 | 344.9781 | 144890.8008 | 202443.4008
[6 empty] | 0 | 0 |  | 0 |  |  | 0 | 0 | 0 | 0
|  | FORMWORK |  |  |  | 0 | 0 |  | 0 |  |  | 0 | 0 | 0 | 0
37 | F100-S109 | FORMWORK REQUIRED | SF | 122196 | 2 | 1.93 | 235838.28 | 0.037 | 4521.252 | 2 CARP | 53.15 | 73.2407 | 2.7099 | 331139.6614 | 566977.9414
[6 empty] | 0 | 0 |  | 0 |  |  | 0 | 0 | 0 | 0
| DIV. 04 | MASONRY | SUBTOTAL MATERIAL |  |  | 14790.5365 | 0 |  | SUBTOTAL LABOR |  |  |  | 40294.0307 | 0 | 55084.5672 | 78097.2674
[6 empty] | 0 | 0 |  | 0 |  |  | 0 | 0 | 0 | 0
|  | WALLS |  |  |  | 0 | 0 |  | 0 |  |  | 0 | 0 | 0 | 0
38 | PB103 | 8"THK. CMU WALL W/ REINFORCEMENT | SF | 1240 | 4.54 | 4.3811 | 5432.564 | 0.2 | 248 | D-9 | 46.9 | 64.6282 | 12.9256 | 16027.7936 | 21460.3576
39 |  | GROUT PROVIDED FOR 8"THK. CMU WALL | CY | 13.888 | 144.45 | 139.3942 | 1935.9073 | 2.194 | 30.4703 | D-4 | 53.03 | 73.0753 | 160.3273 | 2226.6255 | 4162.5328
40 |  | MORTAR PROVIDED FOR 8"THK. CMU WALL | CY | 7.6926 | 167.4 | 161.541 | 1242.6691 | 1.191 | 9.1619 | D-4 | 53.03 | 73.0753 | 87.0327 | 669.5073 | 1912.1764
[6 empty] | 0 | 0 |  | 0 |  |  | 0 | 0 | 0 | 0
|  | EXTERIOR FINISH |  |  |  | 0 | 0 |  | 0 |  |  | 0 | 0 | 0 | 0
[6 empty] | 0 | 0 |  | 0 |  |  | 0 | 0 | 0 | 0
|  | VENEER |  |  |  | 0 | 0 |  | 0 |  |  | 0 | 0 | 0 | 0
41 | PB201-204 | B-01: FACE BRICK VENEER COLOR: MAGANESE IRONSPOT | SF | 965.84 | 6.63 | 6.3979 | 6179.396 | 0.335 | 323.5564 | D-8 | 47.93 | 66.0475 | 22.1259 | 21370.1043 | 27549.5003
[6 empty] | 0 | 0 |  | 0 |  |  | 0 | 0 | 0 | 0
| DIV. 05 | METALS | SUBTOTAL MATERIAL |  |  | 59925.0139 | 0 |  | SUBTOTAL LABOR |  |  |  | 28174.7876 | 0 | 88099.8015 | 123658.5543
[6 empty] | 0 | 0 |  | 0 |  |  | 0 | 0 | 0 | 0
|  | HOIST BEAM |  |  |  | 0 | 0 |  | 0 |  |  | 0 | 0 | 0 | 0
42 | F100-S109 | HOIST BEAM | LF | 18 | 33 | 31.845 | 573.21 | 0.188 | 3.384 | E-2 | 87.43 | 120.4785 | 22.65 | 407.6994 | 980.9094
[6 empty] | 0 | 0 |  | 0 |  |  | 0 | 0 | 0 | 0
|  | RAILING |  |  |  | 0 | 0 |  | 0 |  |  | 0 | 0 | 0 | 0
43 | PB-102 | 42"H METAL GUARDRAIL COLOR: DARK GREY | LF | 50.68 | 49 | 47.285 | 2396.4038 | 0.217 | 10.9976 | E-4 | 62.74 | 86.4557 | 18.7609 | 950.802 | 3347.2058
[6 empty] | 0 | 0 |  | 0 |  |  | 0 | 0 | 0 | 0
|  | STAIR RAILING |  |  |  | 0 | 0 |  | 0 |  |  | 0 | 0 | 0 | 0
44 | PB-102,PB103 | 1-1/4'' DIA 36"H PAINTED STEEL GUARDRAIL | LF | 397.18 | 41.5 | 40.0475 | 15906.066 | 0.217 | 86.1881 | E-4 | 62.74 | 86.4557 | 18.7609 | 7451.4508 | 23357.5168
45 |  | PAINTED STEEL HANDRAIL | LF | 727.81 | 27 | 26.055 | 18963.0895 | 0.139 | 101.1656 | E-4 | 62.74 | 86.4557 | 12.0173 | 8746.3439 | 27709.4335
[6 empty] | 0 | 0 |  | 0 |  |  | 0 | 0 | 0 | 0
|  | STUD RAIL |  |  |  | 0 | 0 |  | 0 |  |  | 0 | 0 | 0 | 0
46 | F100-S109 | SR-1: 18" HIGH x 33" LONG STUD RAIL -STUD DIA: 1/2" @3" O.C. | LF | 920 | 16.585 | 16.0045 | 14724.163 | 0.089 | 81.88 | E-4 | 62.74 | 86.4557 | 7.6946 | 7078.9944 | 21803.1574
47 |  | SR-1: 18" HIGH x 33" LONG STUD RAIL -STUD DIA: 1/2" @3" O.C. | LF | 460 | 16.585 | 16.0045 | 7362.0815 | 0.089 | 40.94 | E-4 | 62.74 | 86.4557 | 7.6946 | 3539.4972 | 10901.5787
[6 empty] | 0 | 0 |  | 0 |  |  | 0 | 0 | 0 | 0
| DIV. 06 | WOOD, PLASTICS AND COMPOSITES | SUBTOTAL MATERIAL |  |  | 391985.7599 | 0 |  | SUBTOTAL LABOR |  |  |  | 242703.5646 | 0 | 634689.3245 | 892227.5475
[6 empty] | 0 | 0 |  | 0 |  |  | 0 | 0 | 0 | 0
|  | RAILING |  |  |  | 0 | 0 |  | 0 |  |  | 0 | 0 | 0 | 0
48 | PB-102 | NEW BOARD-ON-BOARD CEDAR WOOD FENCE 6"H COLOR: STAINBLACK FINISH | LF | 122.59 | 13.7 | 13.2205 | 1620.7011 | 0.15 | 18.3885 | B-80C | 54.23 | 74.7289 | 11.2093 | 1374.1531 | 2994.8542
[6 empty] | 0 | 0 |  | 0 |  |  | 0 | 0 | 0 | 0
|  | INTERIOR TRIM |  |  |  | 0 | 0 |  | 0 |  |  | 0 | 0 | 0 | 0
49 | PB101-PB103 | INTERIOR TRIM AT DOORS | LF | 9489.3 | 2.95 | 2.8468 | 27013.6648 | 0.031985 | 303.5148 | 1 CARP | 53.15 | 73.2407 | 2.3426 | 22229.6342 | 49243.299
[6 empty] | 0 | 0 |  | 0 |  |  | 0 | 0 | 0 | 0
|  | FINISH CARPENTRY & MILLWORK |  |  |  | 0 | 0 |  | 0 |  |  | 0 | 0 | 0 | 0
[6 empty] | 0 | 0 |  | 0 |  |  | 0 | 0 | 0 | 0
| PB-102-PB-103 | UPPER CABINET |  |  |  | 0 | 0 |  | 0 |  |  | 0 | 0 | 0 | 0
50 |  | 1'-0"D x 2'-6"H KITCHEN UPPER CABINET | LF | 277 | 207.5 | 200.2375 | 55465.7875 | 0.6875 | 190.4375 | 2 CARP | 53.15 | 73.2407 | 50.353 | 13947.7758 | 69413.5633
[6 empty] | 0 | 0 |  | 0 |  |  | 0 | 0 | 0 | 0
|  | BASE CABINET |  |  |  | 0 | 0 |  | 0 |  |  | 0 | 0 | 0 | 0
51 |  | 2'-0"D x 3'-0"H KITCHEN BASE CABINET | LF | 277 | 325 | 313.625 | 86874.125 | 1.298 | 359.546 | 2 CARP | 53.15 | 73.2407 | 95.0664 | 26333.4007 | 113207.5257
[6 empty] | 0 | 0 |  | 0 |  |  | 0 | 0 | 0 | 0
|  | CLOSET |  |  |  | 0 | 0 |  | 0 |  |  | 0 | 0 | 0 | 0
52 |  | 2'-0"D CLOSET W/ ROD & SHELVES | LF | 487 | 310 | 299.15 | 145686.05 | 2.85 | 1387.95 | 2 CARP | 53.15 | 73.2407 | 208.736 | 101654.4296 | 247340.4796
[6 empty] | 0 | 0 |  | 0 |  |  | 0 | 0 | 0 | 0
|  | BACKING & BLOCKING |  |  |  | 0 | 0 |  | 0 |  |  | 0 | 0 | 0 | 0
53 |  | PROVIDE 2X BLOCKING FOR MILLWORK | LF | 1041 | 0.852 | 0.82218 | 855.8894 | 0.028 | 29.148 | 2 CARP | 53.15 | 73.2407 | 2.0507 | 2134.8199 | 2990.7093
54 |  | PROVIDE PLYWOOD BACKING FOR MILLWORK | SF | 6393.5 | 2 | 1.93 | 12339.455 | 0.021 | 134.2635 | 2 CARP | 53.15 | 73.2407 | 1.5381 | 9833.5527 | 22173.0077
[6 empty] | 0 | 0 |  | 0 |  |  | 0 | 0 | 0 | 0
|  | SHEATHING |  |  |  | 0 | 0 |  | 0 |  |  | 0 | 0 | 0 | 0
55 | PB103-101 | 7/16" OSB SHEATHING AT EXTERIOR WALLS | SF | 26815 | 1.824 | 1.7602 | 47198.6904 | 0.019 | 509.485 | 2 CARP | 53.15 | 73.2407 | 1.3916 | 37315.038 | 84513.7284
[6 empty] | 0 | 0 |  | 0 |  |  | 0 | 0 | 0 | 0
|  | VAPOR BARRIER |  |  |  | 0 | 0 |  | 0 |  |  | 0 | 0 | 0 | 0
56 | PB101-103 | VAPOR BARRIER AT EXTERIOR WALLS | SF | 26815 | 0.19 | 0.18335 | 4916.5302 | 0.01 | 268.15 | 2 CARP | 53.15 | 73.2407 | 0.73241 | 19639.4937 | 24556.024
[6 empty] | 0 | 0 |  | 0 |  |  | 0 | 0 | 0 | 0
|  | INTERIOR TRIM |  |  |  | 0 | 0 |  | 0 |  |  | 0 | 0 | 0 | 0
57 | PB201-204 | INTERIOR TRIM AT WINDOWS | LF | 3518 | 2.95 | 2.8468 | 10014.8665 | 0.031985 | 112.523 | 1 CARP | 53.15 | 73.2407 | 2.3426 | 8241.2668 | 18256.1333
[6 empty] | 0 | 0 |  | 0 |  |  | 0 | 0 | 0 | 0
| DIV. 07 | THERMAL AND MOISTURE PROTECTION | SUBTOTAL MATERIAL |  |  | 249667.7246 | 0 |  | SUBTOTAL LABOR |  |  |  | 326886.0788 | 0 | 576553.8034 | 814160.1991
[6 empty] | 0 | 0 |  | 0 |  |  | 0 | 0 | 0 | 0
|  | SEALANT |  |  |  | 0 | 0 |  | 0 |  |  | 0 | 0 | 0 | 0
58 | PB101-PB103 | CONTINUOUS SEALANT AT DOORS | LF | 9528 | 0.43 | 0.41495 | 3953.6436 | 0.029 | 276.312 | 1 CARP | 53.15 | 73.2407 | 2.124 | 20237.2843 | 24190.9279
59 |  | CONTINUOUS SEALANT AT WALLS | LF | 22350 | 1.3 | 1.2545 | 28038.075 | 0.04 | 894 | 1 CARP | 53.15 | 73.2407 | 2.9296 | 65477.1858 | 93515.2608
60 |  | CONTINOUS SEALANT AT WINDOWS | LF | 7036 | 0.43 | 0.41495 | 2919.5882 | 0.029 | 204.044 | 1 CARP | 53.15 | 73.2407 | 2.124 | 14944.3254 | 17863.9136
[6 empty] | 0 | 0 |  | 0 |  |  | 0 | 0 | 0 | 0
|  | INSULATION |  |  |  | 0 | 0 |  | 0 |  |  | 0 | 0 | 0 | 0
61 | PB101-104 | BATT INSULATION AT WALL | SF | 26815 | 1.16 | 1.1194 | 30016.711 | 0.009 | 241.335 | 1 CARP | 53.15 | 73.2407 | 0.65917 | 17675.5443 | 47692.2553
[6 empty] | 0 | 0 |  | 0 |  |  | 0 | 0 | 0 | 0
|  | EXTERIOR TRIM |  |  |  | 0 | 0 |  | 0 |  |  | 0 | 0 | 0 | 0
62 | PB201-204 | EXTERIOR TRIM AT DOORS | LF | 119 | 4.1 | 3.9565 | 470.8235 | 0.031985 | 3.8062 | 1 CARP | 53.15 | 73.2407 | 2.3426 | 278.7694 | 749.5929
63 |  | EXTERIOR TRIM AT WINDOWS | LF | 3518 | 4.1 | 3.9565 | 13918.967 | 0.031985 | 112.523 | 1 CARP | 53.15 | 73.2407 | 2.3426 | 8241.2668 | 22160.2338
[6 empty] | 0 | 0 |  | 0 |  |  | 0 | 0 | 0 | 0
|  | ROOFING ASSEMBLY |  |  |  | 0 | 0 |  | 0 |  |  | 0 | 0 | 0 | 0
64 | PB201 | TPO ROOFING | SF | 8917 | 1.32 | 1.2738 | 11358.4746 | 0.025 | 222.925 | G-5 | 46.78 | 64.4628 | 1.6116 | 14370.3786 | 25728.8532
[6 empty] | 0 | 0 |  | 0 |  |  | 0 | 0 | 0 | 0
|  | PAVERS |  |  |  | 0 | 0 |  | 0 |  |  | 0 | 0 | 0 | 0
65 |  | 24"x24" PAVERS | SF | 3452 | 4.78 | 4.6127 | 15923.0404 | 0.02 | 69.04 | 2 ROFC | 46.2 | 63.6636 | 1.2733 | 4395.3349 | 20318.3753
[6 empty] | 0 | 0 |  | 0 |  |  | 0 | 0 | 0 | 0
|  | CANOPY/AWNING |  |  |  | 0 | 0 |  | 0 |  |  | 0 | 0 | 0 | 0
66 |  | PREFINISHED METALCANOPY W/SUPPORT SYSTEM | SF | 178.605 | 34.5 | 33.2925 | 5946.207 | 0.32 | 57.1536 | K-2 | 89.03 | 122.6833 | 39.2587 | 7011.7945 | 12958.0015
[6 empty] | 0 | 0 |  | 0 |  |  | 0 | 0 | 0 | 0
|  | GREEN ROOF |  |  |  | 0 | 0 |  | 0 |  |  | 0 | 0 | 0 | 0
67 |  | GREEN ROOF | SF | 1824 | 16.5 | 15.9225 | 29042.64 | 0.125 | 228 | 2 ROFC | 46.2 | 63.6636 | 7.958 | 14515.3008 | 43557.9408
[6 empty] | 0 | 0 |  | 0 |  |  | 0 | 0 | 0 | 0
|  | FLASHING |  |  |  | 0 | 0 |  | 0 |  |  | 0 | 0 | 0 | 0
68 |  | DRIP EDGE FLASHING | LF | 176 | 1.02 | 0.9843 | 173.2368 | 0.091 | 16.016 | 1 ROFC | 46.2 | 63.6636 | 5.7934 | 1019.6362 | 1192.873
69 |  | COUNTER FLASHING | LF | 756 | 2.02 | 1.9493 | 1473.6708 | 0.061 | 46.116 | 1 ROFC | 46.2 | 63.6636 | 3.8835 | 2935.9106 | 4409.5814
[6 empty] | 0 | 0 |  | 0 |  |  | 0 | 0 | 0 | 0
|  | EDGE |  |  |  | 0 | 0 |  | 0 |  |  | 0 | 0 | 0 | 0
70 |  | SLOTTED ALUMINUM EDGE | LF | 197 | 7.65 | 7.3822 | 1454.3032 | 0.113 | 22.261 | 1 ROFC | 46.2 | 63.6636 | 7.194 | 1417.2154 | 2871.5186
[6 empty] | 0 | 0 |  | 0 |  |  | 0 | 0 | 0 | 0
|  | COPPING |  |  |  | 0 | 0 |  | 0 |  |  | 0 | 0 | 0 | 0
71 |  | PREFINISHED METAL COPPING | LF | 520 | 4.25 | 4.1013 | 2132.65 | 0.089 | 46.28 | D-1 | 46.9 | 64.6282 | 5.7519 | 2990.9931 | 5123.6431
[6 empty] | 0 | 0 |  | 0 |  |  | 0 | 0 | 0 | 0
|  | EXTERIOR FINISH |  |  |  | 0 | 0 |  | 0 |  |  | 0 | 0 | 0 | 0
[6 empty] | 0 | 0 |  | 0 |  |  | 0 | 0 | 0 | 0
| PB201-204 | STUCCO |  |  |  | 0 | 0 |  | 0 |  |  | 0 | 0 | 0 | 0
72 |  | ST01: STO STUCCO COLOR: LIGHT GRAY | SF | 1625.71 | 1.56 | 1.5054 | 2447.3438 | 0.148 | 240.6051 | J-1 | 49.05 | 67.5909 | 10.0035 | 16262.7139 | 18710.0577
[6 empty] | 0 | 0 |  | 0 |  |  | 0 | 0 | 0 | 0
|  | CONCRETE |  |  |  | 0 | 0 |  | 0 |  |  | 0 | 0 | 0 | 0
73 |  | C-01: SEALED CONCRETE FINISH COLOR: GRAY | SF | 19241.24 | 1.25 | 1.2063 | 23209.7458 | 0.065 | 1250.6806 | C6 | 44.86 | 61.8171 | 4.0181 | 77313.4227 | 100523.1685
[6 empty] | 0 | 0 |  | 0 |  |  | 0 | 0 | 0 | 0
|  | FIBER CEMENT PANEL |  |  |  | 0 | 0 |  | 0 |  |  | 0 | 0 | 0 | 0
74 |  | FC-02: FIBER CEMENT PANEL COLOR: LIGHT GRAY | SF | 922.01 | 3.7448 | 3.6137 | 3331.897 | 0.095 | 87.591 | 1 CARP | 53.15 | 73.2407 | 6.9579 | 6415.2225 | 9747.1195
75 |  | FC-03: EQUITONE FIBER CEMENT PANEL COLOR: MEDIUM DARK GRAY | SF | 3141.86 | 13.75 | 13.2687 | 41688.5549 | 0.095 | 298.4767 | 1 CARP | 53.15 | 73.2407 | 6.9579 | 21860.6424 | 63549.1973
[6 empty] | 0 | 0 |  | 0 |  |  | 0 | 0 | 0 | 0
|  | METAL PANEL |  |  |  | 0 | 0 |  | 0 |  |  | 0 | 0 | 0 | 0
76 |  | M01: METAL PANEL COLOR: DARK GRAY | SF | 297.2 | 3.46 | 3.3389 | 992.3211 | 0.089 | 26.4508 | G-3 | 52.2 | 71.9316 | 6.4019 | 1902.6484 | 2894.9694
[6 empty] | 0 | 0 |  | 0 |  |  | 0 | 0 | 0 | 0
|  | METAL SCREEN |  |  |  | 0 | 0 |  | 0 |  |  | 0 | 0 | 0 | 0
77 |  | M04: MCNICHOLS PERFORTATED METAL SCREEN COLOR: LIGHT GRAY - PTAC BEHIND PERFORATED METAL SCREEN | SF | 3326.01 | 8.15 | 7.8647 | 26158.2371 | 0.085 | 282.7109 | E-4 | 62.74 | 86.4557 | 7.3487 | 24441.9701 | 50600.2072
78 |  | SLATTED LOUVER MECHANICAL SCREEN COLOR: GRAY | SF | 350.14 | 14.85 | 14.3302 | 5017.5937 | 0.105 | 36.7647 | E-4 | 62.74 | 86.4557 | 9.0779 | 3178.5186 | 8196.1123
[6 empty] | 0 | 0 |  | 0 |  |  | 0 | 0 | 0 | 0
| DIV. 08 | OPENINGS | SUBTOTAL MATERIAL |  |  | 668462.9112 | 0 |  | SUBTOTAL LABOR |  |  |  | 344285.3583 | 0 | 1012748.2695 | 1422214.0365
[6 empty] | 0 | 0 |  | 0 |  |  | 0 | 0 | 0 | 0
|  | DOORS |  |  |  | 0 | 0 |  | 0 |  |  | 0 | 0 | 0 | 0
[6 empty] | 0 | 0 |  | 0 |  |  | 0 | 0 | 0 | 0
|  | EXTERIOR DOOR |  |  |  | 0 | 0 |  | 0 |  |  | 0 | 0 | 0 | 0
79 | PB201-204 | 3'-0" W x 7'-0" HT EXTERIOR DOOR W/ FRAME | EA | 1 | 2475 | 2388.375 | 2388.375 | 8.184 | 8.184 | 2 CARP | 53.15 | 73.2407 | 599.4019 | 599.4019 | 2987.7769
80 |  | 3'-0" W x 8'-0" HT EXTERIOR DOOR W/ FRAME | EA | 4 | 2830 | 2730.95 | 10923.8 | 9.3531 | 37.4126 | 2 CARP | 53.15 | 73.2407 | 685.0307 | 2740.1229 | 13663.9229
81 |  | 10'-0" W x 8'-0" HT GARAGE PARKING DOOR W/ FRAME FINISH: DARK GRAY | EA | 1 | 2640 | 2547.6 | 2547.6 | 24.5733 | 24.5733 | 2 SSWK | 57.65 | 79.4417 | 1952.1474 | 1952.1474 | 4499.7474
[6 empty] | 0 | 0 |  | 0 |  |  | 0 | 0 | 0 | 0
|  | INTERIOR DOORS |  |  |  | 0 | 0 |  | 0 |  |  | 0 | 0 | 0 | 0
82 | PB-101-PB-103 | 3'-0"W x 7-0"H SOLID WOODEN DOOR W/ FRAME | EA | 154 | 885 | 854.025 | 131519.85 | 7.244 | 1115.576 | 2 CARP | 53.15 | 73.2407 | 530.5556 | 81705.5671 | 213225.4171
83 |  | 3'-10"W x 7-0"H SOLID WOODEN DOUBLE DOOR W/ FRAME | EA | 20 | 1130 | 1090.45 | 21809 | 9.2554 | 185.1083 | 2 CARP | 53.15 | 73.2407 | 677.8732 | 13557.4649 | 35366.4649
84 |  | 4'-4"W x 7-0"H SOLID WOODEN DOUBLE DOOR W/ FRAME | EA | 20 | 1280 | 1235.2 | 24704 | 10.4555 | 209.1101 | 2 CARP | 53.15 | 73.2407 | 765.7686 | 15315.3725 | 40019.3725
85 |  | 3'-10"W x 7-0"H SLIDING DOOR W/ FRAME | EA | 25 | 1130 | 1090.45 | 27261.25 | 9.2554 | 231.3854 | 2 CARP | 53.15 | 73.2407 | 677.8732 | 16946.8311 | 44208.0811
86 |  | 2'-4"W x 7-0"H POCKET DOOR W/ FRAME | EA | 40 | 505 | 487.325 | 19493 | 5.6262 | 225.0469 | 2 CARP | 53.15 | 73.2407 | 412.0649 | 16482.5949 | 35975.5949
87 |  | 2'-0"W x 7-0"H POCKET DOOR W/ FRAME | EA | 5 | 435 | 419.775 | 2098.875 | 4.8293 | 24.1467 | 2 CARP | 53.15 | 73.2407 | 353.7038 | 1768.5188 | 3867.3938
88 |  | 2'-6"W x 7-0"H POCKET DOOR W/ FRAME | EA | 10 | 545 | 525.925 | 5259.25 | 6.0367 | 60.3667 | 2 CARP | 53.15 | 73.2407 | 442.1297 | 4421.2969 | 9680.5469
[6 empty] | 0 | 0 |  | 0 |  |  | 0 | 0 | 0 | 0
|  | HARDWARE |  |  |  | 0 | 0 |  | 0 |  |  | 0 | 0 | 0 | 0
89 | PB-101-PB-103 | ALLOWANCE PROVIDED FOR INTERIOR DOORS HARDWARE | EA | 274 | 340 | 328.1 | 89899.4 | 1.85 | 506.9 | 2 CARP | 53.15 | 73.2407 | 135.4953 | 37125.7108 | 127025.1108
90 |  | ALLOWANCE PROVIDED FOR EXTERIOR DOORS HARDWARE | EA | 6 | 410 | 395.65 | 2373.9 | 1.98 | 11.88 | 2 CARP | 53.15 | 73.2407 | 145.0166 | 870.0995 | 3243.9995
[6 empty] | 0 | 0 |  | 0 |  |  | 0 | 0 | 0 | 0
|  | WINDOWS |  |  |  | 0 | 0 |  | 0 |  |  | 0 | 0 | 0 | 0
91 | PB201-204 | 2'-0" W x 6'-0" CASEMENT ALUMINUM GLASS WINDOW W/ FRAME COLOR: BLACK | EA | 108 | 425 | 410.125 | 44293.5 | 4.379 | 472.932 | 2 SSWK | 57.65 | 79.4417 | 347.8752 | 37570.5221 | 81864.0221
92 |  | 2'-0" W x 6'-0" HT FIXED GLASS ALUMINUM WINDOW W/ FRAME | EA | 20 | 425 | 410.125 | 8202.5 | 4.379 | 87.58 | 2 SSWK | 57.65 | 79.4417 | 347.8752 | 6957.5041 | 15160.0041
93 |  | 3'-0" W x 6'-0" HT CASEMENT GLASS ALUMINUM WINDOW W/ FRAME | EA | 15 | 640 | 617.6 | 9264 | 6.5685 | 98.5275 | 2 SSWK | 57.65 | 79.4417 | 521.8128 | 7827.1921 | 17091.1921
94 |  | 4'-0" W x 6'-0" HT ALUMINUM FIXED GLASS WINDOW W/ FRAME COLR: BLACK | EA | 29 | 850 | 820.25 | 23787.25 | 8.758 | 253.982 | 2 SSWK | 57.65 | 79.4417 | 695.7504 | 20176.7618 | 43964.0118
95 |  | 4'-3" W x 6'-0" HT ALUMINUM FIXED GLASS WINDOW W/ FRAME COLR: BLACK | EA | 30 | 905 | 873.325 | 26199.75 | 9.3054 | 279.1612 | 2 SSWK | 57.65 | 79.4417 | 739.2348 | 22177.0443 | 48376.7943
[6 empty] | 0 | 0 |  | 0 |  |  | 0 | 0 | 0 | 0
|  | STOREFRONT |  |  |  | 0 | 0 |  | 0 |  |  | 0 | 0 | 0 | 0
96 | PB204 | GLASS STOREFRONT AT ROOF | SF | 298.84 | 84.5 | 81.5425 | 24368.1607 | 0.32 | 95.6288 | 2 GLAZ | 51 | 70.278 | 22.489 | 6720.6008 | 31088.7615
[6 empty] | 0 | 0 |  | 0 |  |  | 0 | 0 | 0 | 0
|  | CURTAIN WALL |  |  |  | 0 | 0 |  | 0 |  |  | 0 | 0 | 0 | 0
97 | PB201-204 | CURTAIN WALL STOREFRONT WITH DOORS (2) 3'-0" x 6'-0" HT GLASS DOOR W/ FRAME MFR: KAWNEER 1600 WALL SYSTEM CURTAIN WALL COLOR: DARK GREY | SF | 1404.68 | 81 | 78.165 | 109796.8122 | 0.178 | 250.033 | H-1 | 54.33 | 74.8667 | 13.3263 | 18719.1586 | 128515.9708
98 |  | CURTAIN WALL MFR: KAWNEER 1600 WALL SYSTEM CURTAIN WALL COLOR: DARK GREY | SF | 710.02 | 81 | 78.165 | 55498.7133 | 0.178 | 126.3836 | H-1 | 54.33 | 74.8667 | 13.3263 | 9461.9251 | 64960.6384
[6 empty] | 0 | 0 |  | 0 |  |  | 0 | 0 | 0 | 0
|  | LOUVERS |  |  |  | 0 | 0 |  | 0 |  |  | 0 | 0 | 0 | 0
99 | PB201-204 | 3'-9" x 1'-9" LOUVERS | EA | 31 | 895 | 863.675 | 26773.925 | 7.962 | 246.822 | 1 SHEE | 62.3 | 85.8494 | 683.5329 | 21189.5206 | 47963.4456
[6 empty] | 0 | 0 |  | 0 |  |  | 0 | 0 | 0 | 0
| DIV. 09 | FINISHES | SUBTOTAL MATERIAL |  |  | 746794.1312 | 0 |  | SUBTOTAL LABOR |  |  |  | 1133895.4736 | 0 | 1880689.6048 | 2658073.7645
[6 empty] | 0 | 0 |  | 0 |  |  | 0 | 0 | 0 | 0
|  | FLOORING |  |  |  | 0 | 0 |  | 0 |  |  | 0 | 0 | 0 | 0
100 | PB-101-PB-103 | CARPET TILE, NYLON, FUSION BONDED W/ PADDING SIZE: 18" X 18" / 24" X 24" 24 OZ | SF | 2255.65 | 4.87 | 4.6996 | 10600.54 | 0.025 | 56.3913 | TILF | 49.5 | 68.211 | 1.7053 | 3846.5036 | 14447.0435
101 |  | CERAMIC FLOOR TILE W/ EPOXY GROUT TYPE: PORCELAIN SIZE: 2" X 2" | SF | 2788.59 | 9.15 | 8.8298 | 24622.5526 | 0.135 | 376.4597 | 1 TILF | 49.5 | 68.211 | 9.2085 | 25678.6892 | 50301.2417
102 |  | PREFINISHED WHITE OAK, HARDWOOD FLOORING SIZE: 2 1/4" WIDE | SF | 18981.3 | 7.25 | 6.9962 | 132797.9201 | 0.071 | 1347.6723 | 1 CARP | 53.15 | 73.2407 | 5.2001 | 98704.4626 | 231502.3827
103 |  | LUXURY VINYL TILE | SF | 13151 | 4.1 | 3.9565 | 52031.9315 | 0.067 | 881.117 | 1 TILF | 49.5 | 68.211 | 4.5701 | 60101.8717 | 112133.8032
104 |  | SEALED CONCRETE FLOORING | SF | 10895.32 | 3.54 | 3.4161 | 37219.5027 | 0.107 | 1165.7992 | C6 | 44.86 | 61.8171 | 6.6144 | 72066.3049 | 109285.8075
[6 empty] | 0 | 0 |  | 0 |  |  | 0 | 0 | 0 | 0
|  | BASE |  |  |  | 0 | 0 |  | 0 |  |  | 0 | 0 | 0 | 0
105 | PB-101-PB-103 | 1/8" RUBBER BASE TYPE: STRAIGHT/ COVE , STD. COLORS SIZE: 4"H | LF | 4154.56 | 2.86 | 2.7599 | 11466.1701 | 0.037172 | 154.4321 | 1 TILF | 49.5 | 68.211 | 2.5355 | 10533.97 | 22000.1401
106 |  | WOOD BASE SIZE: FLAT 1" x 4" | LF | 5722.5 | 2.86 | 2.7599 | 15793.5277 | 0.037172 | 212.7152 | 1 TILF | 49.5 | 68.211 | 2.5355 | 14509.5132 | 30303.0409
107 |  | CERAMIC TILE BASE SIZE: 3" x 24" BULLNOSE | LF | 1432.16 | 2.75 | 2.6538 | 3800.5946 | 0.035 | 50.1256 | 1 TILF | 49.5 | 68.211 | 2.3874 | 3419.1173 | 7219.7119
[6 empty] | 0 | 0 |  | 0 |  |  | 0 | 0 | 0 | 0
|  | TRANSITION |  |  |  | 0 | 0 |  | 0 |  |  | 0 | 0 | 0 | 0
108 | PB-101-PB-103 | TRANSITION FROM CERAMIC TILE TO LVT | LF | 21.16 | 2.25 | 2.1713 | 45.9437 | 0.021 | 0.44436 | 1 TILF | 49.5 | 68.211 | 1.4324 | 30.3102 | 76.2539
109 |  | TRANSITION FROM LVT TO CONCRETE FLOORING | LF | 21.33 | 2.25 | 2.1713 | 46.3128 | 0.021 | 0.44793 | 1 TILF | 49.5 | 68.211 | 1.4324 | 30.5538 | 76.8665
110 |  | TRANSITION FROM CERAMIC TILE TO HARDWOOD FLOORING | LF | 135.2 | 2.25 | 2.1713 | 293.553 | 0.021 | 2.8392 | 1 TILF | 49.5 | 68.211 | 1.4324 | 193.6647 | 487.2177
111 |  | TRANSITION FROM CPT TO HARDWOOD FLOORNG | LF | 133.85 | 2.25 | 2.1713 | 290.6218 | 0.021 | 2.8108 | 1 TILF | 49.5 | 68.211 | 1.4324 | 191.7309 | 482.3527
112 |  | TRANSITION FROM CERAMIC TILE TO PAINT AT WALLS | LF | 1432.16 | 2.25 | 2.1713 | 3109.5774 | 0.021 | 30.0754 | 1 TILF | 49.5 | 68.211 | 1.4324 | 2051.4704 | 5161.0478
[6 empty] | 0 | 0 |  | 0 |  |  | 0 | 0 | 0 | 0
|  | WALL FINISH |  |  |  | 0 | 0 |  | 0 |  |  | 0 | 0 | 0 | 0
113 | PB-101-PB-103 | CERAMIC WALL TILE W/ THIN SET (4'-0" HT) SIZE: 12" X 12" | SF | 5728.64 | 6.5 | 6.2725 | 35932.8944 | 0.143 | 819.1955 | 1 TILF | 49.5 | 68.211 | 9.7542 | 55878.1456 | 91811.04
[6 empty] | 0 | 0 |  | 0 |  |  | 0 | 0 | 0 | 0
|  | GYPSUM BOARD |  |  |  | 0 | 0 |  | 0 |  |  | 0 | 0 | 0 | 0
[6 empty] | 0 | 0 |  | 0 |  |  | 0 | 0 | 0 | 0
|  | CEILING |  |  |  | 0 | 0 |  | 0 |  |  | 0 | 0 | 0 | 0
114 | PB-101-PB-103 | 5/8" THK. GYPSUM BOARD AT CEILING | SF | 2789 | 1.97 | 1.901 | 5302.0284 | 0.065 | 181.285 | 2 CARP | 53.15 | 73.2407 | 4.7606 | 13277.4403 | 18579.4687
115 |  | NO. OF SHEETS | EA | 87.1562 |  | 0 | 0 |  | 0 |  |  | 0 | 0 | 0 | 0
116 |  | ADHESIVE | TUBES | 86.459 |  | 0 | 0 |  | 0 |  |  | 0 | 0 | 0 | 0
117 |  | TAPING | ROLLS | 2.0918 |  | 0 | 0 |  | 0 |  |  | 0 | 0 | 0 | 0
118 |  | DRYWALL SCREWS | LBS | 14.9411 |  | 0 | 0 |  | 0 |  |  | 0 | 0 | 0 | 0
119 |  | MUD PLASTER | LBS | 1478.17 |  | 0 | 0 |  | 0 |  |  | 0 | 0 | 0 | 0
[6 empty] | 0 | 0 |  | 0 |  |  | 0 | 0 | 0 | 0
|  | WALLS |  |  |  | 0 | 0 |  | 0 |  |  | 0 | 0 | 0 | 0
120 | PB101-PB103 | 5/8" THK. GYPSUM BOARD AT WALLS | SF | 94168.8993 | 0.99 | 0.95535 | 89964.2579 | 0.037 | 3484.2493 | 2 CARP | 53.15 | 73.2407 | 2.7099 | 255188.8558 | 345153.1138
121 |  | NO. OF SHEETS | EA | 2942.7781 |  | 0 | 0 |  | 0 |  |  | 0 | 0 | 0 | 0
122 |  | ADHESIVE | TUBES | 2919.2359 |  | 0 | 0 |  | 0 |  |  | 0 | 0 | 0 | 0
123 |  | TAPING | ROLLS | 70.6267 |  | 0 | 0 |  | 0 |  |  | 0 | 0 | 0 | 0
124 |  | DRYWALL SCREWS | LBS | 504.4762 |  | 0 | 0 |  | 0 |  |  | 0 | 0 | 0 | 0
125 |  | MUD PLASTER | LBS | 49909.5166 |  | 0 | 0 |  | 0 |  |  | 0 | 0 | 0 | 0
[6 empty] | 0 | 0 |  | 0 |  |  | 0 | 0 | 0 | 0
126 | PB101-PB103 | 5/8" THK. MOISTURE BOARD AT WALLS | SF | 10028 | 1.11 | 1.0712 | 10741.4922 | 0.037 | 371.036 | 2 CARP | 53.15 | 73.2407 | 2.7099 | 27174.9364 | 37916.4286
127 |  | NO. OF SHEETS | EA | 313.375 |  | 0 | 0 |  | 0 |  |  | 0 | 0 | 0 | 0
128 |  | ADHESIVE | TUBES | 310.868 |  | 0 | 0 |  | 0 |  |  | 0 | 0 | 0 | 0
129 |  | TAPING | ROLLS | 7.521 |  | 0 | 0 |  | 0 |  |  | 0 | 0 | 0 | 0
130 |  | DRYWALL SCREWS | LBS | 53.7214 |  | 0 | 0 |  | 0 |  |  | 0 | 0 | 0 | 0
131 |  | MUD PLASTER | LBS | 5314.84 |  | 0 | 0 |  | 0 |  |  | 0 | 0 | 0 | 0
[6 empty] | 0 | 0 |  | 0 |  |  | 0 | 0 | 0 | 0
132 | PB101-PB103 | 5/8" THK. CEMENTITUOUS BACKER BOARD AT WALLS | SF | 5730 | 1.11 | 1.0712 | 6137.6895 | 0.037 | 212.01 | 2 CARP | 53.15 | 73.2407 | 2.7099 | 15527.7608 | 21665.4503
133 |  | NO. OF SHEETS | EA | 179.0625 |  | 0 | 0 |  | 0 |  |  | 0 | 0 | 0 | 0
134 |  | ADHESIVE | TUBES | 177.63 |  | 0 | 0 |  | 0 |  |  | 0 | 0 | 0 | 0
135 |  | TAPING | ROLLS | 4.2975 |  | 0 | 0 |  | 0 |  |  | 0 | 0 | 0 | 0
136 |  | DRYWALL SCREWS | LBS | 30.6964 |  | 0 | 0 |  | 0 |  |  | 0 | 0 | 0 | 0
137 |  | MUD PLASTER | LBS | 3036.9 |  | 0 | 0 |  | 0 |  |  | 0 | 0 | 0 | 0
[6 empty] | 0 | 0 |  | 0 |  |  | 0 | 0 | 0 | 0
[6 empty] | 0 | 0 |  | 0 |  |  | 0 | 0 | 0 | 0
|  | CEILING |  |  |  | 0 | 0 |  | 0 |  |  | 0 | 0 | 0 | 0
138 | PB-101-PB-103 | ACOUSTICAL CEILING TILE SIZE: 24" X 24" TYPE: 5/8"THK. FIBERGLASS BOARD GRID: TEE SUPPORT: SUSPENDED | SF | 44026 | 4.67 | 4.5065 | 198405.3703 | 0.042 | 1849.092 | 2 CARP | 53.15 | 73.2407 | 3.0761 | 135428.7924 | 333834.1627
[6 empty] | 0 | 0 |  | 0 |  |  | 0 | 0 | 0 | 0
|  | PAINT |  |  |  | 0 | 0 |  | 0 |  |  | 0 | 0 | 0 | 0
139 | PB-101-PB-103 | PAINT WORK AT WALLS TYPE: BRUSHWORK COATING: 1 COAT OF PRIMER AND 2 COATS OF PAINT | SF | 118954 | 0.23 | 0.22195 | 26401.8403 | 0.024 | 2854.896 | 1 PORD | 44.4 | 61.1832 | 1.4684 | 174671.6729 | 201073.5132
140 |  | ONE COAT OF PRIMER WITH TWO COATS OF PAINT AT CEILING | SF | 2789 | 0.23 | 0.22195 | 619.0186 | 0.03 | 83.67 | 1 PORD | 44.4 | 61.1832 | 1.8355 | 5119.1983 | 5738.2169
[6 empty] | 0 | 0 |  | 0 |  |  | 0 | 0 | 0 | 0
|  | COLD FORMED METAL FRAMING |  |  |  | 0 | 0 |  | 0 |  |  | 0 | 0 | 0 | 0
[6 empty] | 0 | 0 |  | 0 |  |  | 0 | 0 | 0 | 0
|  | STUDS |  |  |  | 0 | 0 |  | 0 |  |  | 0 | 0 | 0 | 0
141 | PB101-PB103 | 3-5/8" METAL STUDS @ 16" O.C. NO. OF STUDS @ 4'-0" HT: 37 NO. OF STUDS @ 6'-0" HT: 62 NO. OF STUDS @ 9'-0" HT: 1638 NO. OF STUDS @ 10'-0" HT: 299 NO. OF STUDS @ 12'-2" HT: 41 NO. OF STUDS @ 12'-9" HT: 185 | SF | 28077 | 1.04 | 1.0036 | 28178.0772 | 0.031609 | 887.4762 | 2 CARP | 53.15 | 73.2407 | 2.315 | 64999.3781 | 93177.4553
142 |  | 6" METAL STUDS @ 16" O.C. NO. OF STUDS @ 9'-0" HT: 1016 NO. OF STUDS @ 10'-0" HT: 5 NO. OF STUDS @ 10'-4" HT: 1123 NO. OF STUDS @ 11'-4" HT: 198 NO. OF STUDS @ 12'-2" HT: 5 NO. OF STUDS @ 12'-9" HT: 22 NO. OF STUDS @ 13'-6" HT: 207 NO. OF STUDS @ 14'-0" HT: 252 | SF | 39507 | 1.39 | 1.3413 | 52992.7144 | 0.032926 | 1300.7949 | 2 CARP | 53.15 | 73.2407 | 2.4115 | 95271.1305 | 148263.8449
[6 empty] | 0 | 0 |  | 0 |  |  | 0 | 0 | 0 | 0
|  | TOP RUNNERS |  |  |  | 0 | 0 |  | 0 |  |  | 0 | 0 | 0 | 0
143 |  | 3-5/8" TOP METAL RUNNERS | LF | 3009 |  | 0 | 0 |  | 0 |  |  | 0 | 0 | 0 | 0
144 |  | 6" TOP METAL RUNNERS | LF | 3762 |  | 0 | 0 |  | 0 |  |  | 0 | 0 | 0 | 0
[6 empty] | 0 | 0 |  | 0 |  |  | 0 | 0 | 0 | 0
|  | BOTTOM RUNNERS |  |  |  | 0 | 0 |  | 0 |  |  | 0 | 0 | 0 | 0
145 |  | 3-5/8" BOTTOM METAL RUNNERS | LF | 3009 |  | 0 | 0 |  | 0 |  |  | 0 | 0 | 0 | 0
146 |  | 6" BOTTOM METAL RUNNERS | LF | 3762 |  | 0 | 0 |  | 0 |  |  | 0 | 0 | 0 | 0
[6 empty] | 0 | 0 |  | 0 |  |  | 0 | 0 | 0 | 0
| DIV. 10 | SPECIALTIES | SUBTOTAL MATERIAL |  |  | 19209.29 | 0 |  | SUBTOTAL LABOR |  |  |  | 10868.6269 | 0 | 30077.9169 | 42260.8873
[6 empty] | 0 | 0 |  | 0 |  |  | 0 | 0 | 0 | 0
|  | TOILET ACCESSORIES |  |  |  | 0 | 0 |  | 0 |  |  | 0 | 0 | 0 | 0
147 | PB-101-PB-103 | WALL MOUNTED MIRROR | EA | 53 | 104 | 100.36 | 5319.08 | 0.536 | 28.408 | 1 CARP | 53.15 | 73.2407 | 39.257 | 2080.6218 | 7399.7018
148 |  | 36" GRAB BAR | EA | 53 | 39.5 | 38.1175 | 2020.2275 | 0.372 | 19.716 | 1 CARP | 53.15 | 73.2407 | 27.2455 | 1444.0136 | 3464.2411
149 |  | 48" GRAB BAR | EA | 53 | 50.5 | 48.7325 | 2582.8225 | 0.395 | 20.935 | 1 CARP | 53.15 | 73.2407 | 28.9301 | 1533.2941 | 4116.1166
150 |  | TISSUE DISPENSER | EA | 53 | 23 | 22.195 | 1176.335 | 0.333 | 17.649 | 1 CARP | 53.15 | 73.2407 | 24.3892 | 1292.6251 | 2468.9601
151 |  | TOWEL HOOK | EA | 53 | 10.5 | 10.1325 | 537.0225 | 0.125 | 6.625 | 1 CARP | 53.15 | 73.2407 | 9.1551 | 485.2196 | 1022.2421
152 |  | TISSUE HOLDER | EA | 53 | 16 | 15.44 | 818.32 | 0.266 | 14.098 | 1 CARP | 53.15 | 73.2407 | 19.482 | 1032.5474 | 1850.8674
153 |  | SOAP DISPENSER | EA | 53 | 58.5 | 56.4525 | 2991.9825 | 0.405 | 21.465 | 1 CARP | 53.15 | 73.2407 | 29.6625 | 1572.1116 | 4564.0941
|  | NOTE: ABOVE ITEMS ARE ASSUMED TO BE FURNISHED AND INSTALLED BY G.C.. |  |  |  | 0 | 0 |  | 0 |  |  | 0 | 0 | 0 | 0
[6 empty] | 0 | 0 |  | 0 |  |  | 0 | 0 | 0 | 0
|  | SIGNAGES |  |  |  | 0 | 0 |  | 0 |  |  | 0 | 0 | 0 | 0
154 | PB201-204 | EXTERIOR SIGNAGE FOR ALPHABET WRITTEN ON CURTAIN WALL STAINLESS STEEL METAL LETTERING FONT: CENTURY GOTHIC | EA | 4 | 975 | 940.875 | 3763.5 | 4.875 | 19.5 | 1 CARP | 53.15 | 73.2407 | 357.0484 | 1428.1936 | 5191.6936
[6 empty] | 0 | 0 |  | 0 |  |  | 0 | 0 | 0 | 0
| DIV. 11 | EQUIPMENTS | SUBTOTAL MATERIAL |  |  | 291140.5 | 0 |  | SUBTOTAL LABOR |  |  |  | 83353.7204 | 0 | 374494.2204 | 524395.589
[6 empty] | 0 | 0 |  | 0 |  |  | 0 | 0 | 0 | 0
|  | APPLIANCES & EQUIPMENTS |  |  |  | 0 | 0 |  | 0 |  |  | 0 | 0 | 0 | 0
155 | PB-101-PB-103 | REFRIGERATOR | EA | 40 | 1350 | 1302.75 | 52110 | 5.344 | 213.76 | 2 CLAB | 42.1 | 58.0138 | 310.0257 | 12401.0299 | 64511.0299
156 |  | COOKING RANGE | EA | 40 | 1850 | 1785.25 | 71410 | 2.293 | 91.72 | Q-1 | 58 | 79.924 | 183.2657 | 7330.6293 | 78740.6293
157 |  | WASHING MACHINE | EA | 45 | 980 | 945.7 | 42556.5 | 3.207 | 144.315 | 1 PLUM | 64.45 | 88.8121 | 284.8204 | 12816.9182 | 55373.4182
158 |  | DISHWASHER | EA | 40 | 650 | 627.25 | 25090 | 5 | 200 | Q-1 | 58 | 79.924 | 399.62 | 15984.8 | 41074.8
159 |  | WASHER | EA | 40 | 980 | 945.7 | 37828 | 3.207 | 128.28 | 1 PLUM | 64.45 | 88.8121 | 284.8204 | 11392.8162 | 49220.8162
160 |  | DRYER | EA | 40 | 990 | 955.35 | 38214 | 4.913 | 196.52 | L-2 | 62.9 | 86.6762 | 425.8402 | 17033.6068 | 55247.6068
161 |  | MICROWAVE OVEN | EA | 40 | 620 | 598.3 | 23932 | 2 | 80 | Q-1 | 58 | 79.924 | 159.848 | 6393.92 | 30325.92
|  | NOTE: ABOVE ITEMS ARE ASSUMED TO BE FURNISHED AND INSTALLED BY G.C.. |  |  |  | 0 | 0 |  | 0 |  |  | 0 | 0 | 0 | 0
[6 empty] | 0 | 0 |  | 0 |  |  | 0 | 0 | 0 | 0
| DIV. 12 | FURNISHINGS | SUBTOTAL MATERIAL |  |  | 66240.3406 | 0 |  | SUBTOTAL LABOR |  |  |  | 26674.5441 | 0 | 92914.8847 | 130312.595
[6 empty] | 0 | 0 |  | 0 |  |  | 0 | 0 | 0 | 0
|  | COUNTERTOP |  |  |  | 0 | 0 |  | 0 |  |  | 0 | 0 | 0 | 0
162 | PB-101-PB-103 | SOLID SURFACE COUNTERTOP AT KITCHEN | SF | 628.5 | 44 | 42.46 | 26686.11 | 0.287 | 180.3795 | 2 CARP | 53.15 | 73.2407 | 21.0201 | 13211.1208 | 39897.2308
163 |  | SOLID SURFACE COUNTERTOP AT BATHROOM | SF | 205.79 | 44 | 42.46 | 8737.8434 | 0.287 | 59.0617 | 2 CARP | 53.15 | 73.2407 | 21.0201 | 4325.7224 | 13063.5658
164 |  | SOLID SURFACE COUNTERTOP AT KITCHEN ISLAND | SF | 70 | 44 | 42.46 | 2972.2 | 0.287 | 20.09 | 2 CARP | 53.15 | 73.2407 | 21.0201 | 1471.4057 | 4443.6057
[6 empty] | 0 | 0 |  | 0 |  |  | 0 | 0 | 0 | 0
|  | BACKSPLASH |  |  |  | 0 | 0 |  | 0 |  |  | 0 | 0 | 0 | 0
165 | PB-101-PB-103 | 4"H GRANITE BACKSPLASH | LF | 484.32 | 25.25 | 24.3663 | 11801.0622 | 0.11 | 53.2752 | 1 BRIC | 52.05 | 71.7249 | 7.8897 | 3821.1584 | 15622.2206
[6 empty] | 0 | 0 |  | 0 |  |  | 0 | 0 | 0 | 0
|  | KITCHEN ISLAND |  |  |  | 0 | 0 |  | 0 |  |  | 0 | 0 | 0 | 0
166 | PB-101-PB-103 | 7'-0"L x 2'-0"D KITCHEN ISLAND | EA | 5 | 3325 | 3208.625 | 16043.125 | 10.5 | 52.5 | 2 CARP | 53.15 | 73.2407 | 769.0273 | 3845.1367 | 19888.2617
[6 empty] | 0 | 0 |  | 0 |  |  | 0 | 0 | 0 | 0
| DIV. 14 | CONVEYING EQUIPMENT | SUBTOTAL MATERIAL |  |  | 108080 | 0 |  | SUBTOTAL LABOR |  |  |  | 126729.4925 | 0 | 234809.4925 | 331358.0039
[6 empty] | 0 | 0 |  | 0 |  |  | 0 | 0 | 0 | 0
|  | ELEVATOR SYSTEM |  |  |  | 0 | 0 |  | 0 |  |  | 0 | 0 | 0 | 0
167 | PB-101-PB-103 | SCHINDLER 3300 10 STOP 3500LB ELEVATOR 7'-0" X 8'-6" | EA | 1 | 112000 | 108080 | 108080 | 1075 | 1075 | 2 ELEV | 85.55 | 117.8879 | 126729.4925 | 126729.4925 | 234809.4925
[6 empty] | 0 | 0 |  | 0 |  |  | 0 | 0 | 0 | 0
| DIV. 21 | FIRE SUPPRESSION | SUBTOTAL MATERIAL |  |  | 165133.116 | 0 |  | SUBTOTAL LABOR |  |  |  | 313322.6954 | 0 | 478455.8114 | 677080.1571
[6 empty] | 0 | 0 |  | 0 |  |  | 0 | 0 | 0 | 0
|  | SPRINKLER HEAD |  |  |  | 0 | 0 |  | 0 |  |  | 0 | 0 | 0 | 0
168 | SP-100 TO SP-109 | UPRIGHT SPRINKLER W/5.6 K FACTOR MFR: RELIABLE MODEL: F1FR-56 | EA | 435 | 29.95 | 28.9017 | 12572.2612 | 0.5 | 217.5 | 1 SPRI | 63.25 | 87.1585 | 43.5792 | 18956.9737 | 31529.235
169 |  | CONCEALED SPRINKLER W/5.6 K FACTOR MFR: RELIABLE MODEL: F1FR-56 | EA | 102 | 26.25 | 25.3313 | 2583.7875 | 0.5 | 51 | 1 SPRI | 63.25 | 87.1585 | 43.5792 | 4445.0835 | 7028.871
170 |  | DRY SIDEWALL SPRINKLER W/5.6 K FACTOR MFR: RELIABLE MODEL: F3-56 | EA | 25 | 49.99 | 48.2403 | 1206.0087 | 0.775 | 19.375 | 1 SPRI | 63.25 | 87.1585 | 67.5478 | 1688.6959 | 2894.7047
171 |  | SIDEWALL E SPRINKLER W/5.6 K FACTOR MFR: RELIABLE MODEL: G6-80 | EA | 2 | 24.75 | 23.8837 | 47.7675 | 0.5 | 1 | 1 SPRI | 63.25 | 87.1585 | 43.5792 | 87.1585 | 134.926
[6 empty] | 0 | 0 |  | 0 |  |  | 0 | 0 | 0 | 0
|  | SPRINKLER PIPING |  |  |  | 0 | 0 |  | 0 |  |  | 0 | 0 | 0 | 0
172 | SP-100 TO SP-109 | 2" DIA SPRINKLER PIPING | LF | 4727 | 7.6 | 7.334 | 34667.818 | 0.42532 | 2010.4946 | B-20A | 50.55 | 69.6579 | 29.627 | 140046.829 | 174714.647
173 |  | 3" DIA DRY SPRINKLER PIPING | LF | 1754 | 15.8 | 15.247 | 26743.238 | 0.64293 | 1127.6954 | B-20A | 50.55 | 69.6579 | 44.785 | 78552.89 | 105296.128
174 |  | 4" DIA SPRINKLER PIPING | LF | 903 | 25.5 | 24.6075 | 22220.5725 | 0.61121 | 551.9209 | B-21A | 62.99 | 86.8002 | 53.053 | 47906.859 | 70127.4315
175 |  | 6" DIA SPRINKLER PIPING | LF | 189 | 57.5 | 55.4875 | 10487.1375 | 0.81759 | 154.5245 | B-21A | 62.99 | 86.8002 | 70.967 | 13412.763 | 23899.9005
[6 empty] | 0 | 0 |  | 0 |  |  | 0 | 0 | 0 | 0
|  | FIRE PUMP |  |  |  | 0 | 0 |  | 0 |  |  | 0 | 0 | 0 | 0
176 | SP-100 TO SP-109 | FP-1: FIRE PUMP MODEL/SERIES: 6X6X11/1580 V/PH/CYCLE: 208/3/60 REMARKS: ITT/A-C FIRE PUMP SERIES 1580, MODEL 6X6X11F-L UL/FM LISTED VERTICAL IN-LINE FIRE PUMP, MOTOR RATED 75HP, 3500 RPM, 208/3/60, ODP ENCLOSURE, SUCTION & DISCHARGE GAUGES, CASING RELIEF VALVE, 4” MAIN RELIEF VALVE, 4 X 4 ENCLOSED WASTE CONE FIRE PUMP CONTROLLER: TORNA-TECH MODEL GPS-GPU, UL LISTED/FM APPROVED, FULL SERVICE, REDUCED VOLTAGE SOFT START SOFT STOP FIRE PUMP CONTROLLER, WITH AUTOMATIC TRANSFER SWITCH WITH DIGITAL TOUCH SCREEN DISPLAY, PUMP RUN AND PHASE FAILURE/REVERSAL ALARM. NEMA 2 ENCLOSURE W/ 100,000 AIC. | EA | 1 | 32900 | 31748.5 | 31748.5 | 50 | 50 | Q-13 | 60.21 | 82.9694 | 4148.469 | 4148.469 | 35896.969
[6 empty] | 0 | 0 |  | 0 |  |  | 0 | 0 | 0 | 0
|  | JOCKEY PUMP |  |  |  | 0 | 0 |  | 0 |  |  | 0 | 0 | 0 | 0
177 |  | JP-1: JOCKEY PUMP MFR:GROUNDFOSS MODEL: CR3-9 V/PH/CYCLE: 208/3/60 REMARKS: WITH JP3 JOCKEY PUMP CONTROLLER WITH DIGITAL DISPLAY, FUSED CONNECT SWITCH, MINIMUM RUN TIMER, PILOT LIGHTS | EA | 1 | 2060 | 1987.9 | 1987.9 | 6.85 | 6.85 | Q-13 | 60.21 | 82.9694 | 568.3403 | 568.3403 | 2556.2403
[6 empty] | 0 | 0 |  | 0 |  |  | 0 | 0 | 0 | 0
|  | MISC. |  |  |  | 0 | 0 |  | 0 |  |  | 0 | 0 | 0 | 0
178 | SP-100 TO SP-109 | 3" DRY VALVE | EA | 1 | 15600 | 15054 | 15054 | 10.625 | 10.625 | Q-13 | 60.21 | 82.9694 | 881.5497 | 881.5497 | 15935.5497
179 |  | 3" FCA | EA | 1 | 1825 | 1761.125 | 1761.125 | 0.667 | 0.667 | 1 PLUM | 64.45 | 88.8121 | 59.2377 | 59.2377 | 1820.3627
180 |  | JOCKEY PUMP CONTROLLER | EA | 1 | 1250 | 1206.25 | 1206.25 | 12.621 | 12.621 | 1 ELEC | 61.3 | 84.4714 | 1066.1135 | 1066.1135 | 2272.3635
181 |  | FIRE PUMP CONTROLLER | EA | 1 | 2950 | 2846.75 | 2846.75 | 17.778 | 17.778 | 2 ELEC | 61.3 | 84.4714 | 1501.7325 | 1501.7325 | 4348.4825
[6 empty] | 0 | 0 |  | 0 |  |  | 0 | 0 | 0 | 0
| DIV. 22 | PLUMBING | SUBTOTAL MATERIAL |  |  | 422991.154 | 0 |  | SUBTOTAL LABOR |  |  |  | 444918.2751 | 0 | 867909.4291 | 1223966.8574
[6 empty] | 0 | 0 |  | 0 |  |  | 0 | 0 | 0 | 0
|  | PLUMBING FIXTURES |  |  |  | 0 | 0 |  | 0 |  |  | 0 | 0 | 0 | 0
182 | P-050 TO P-109 | BT: BATH TUB W/1-1/2" TRAP | EA | 45 | 1850 | 1785.25 | 80336.25 | 5.9483 | 267.6724 | Q-1 | 58 | 79.924 | 475.41 | 21393.45 | 101729.7
183 |  | KS: KITCHEN SINK W/1-1/2" TRAP | EA | 41 | 340 | 328.1 | 13452.1 | 4.2759 | 175.3103 | Q-1 | 58 | 79.924 | 341.744 | 14011.504 | 27463.604
184 |  | LAV: LAVATORY W/1-1/2" TRAP | EA | 53 | 360 | 347.4 | 18412.2 | 5.4655 | 289.6724 | Q-1 | 58 | 79.924 | 436.826 | 23151.778 | 41563.978
185 |  | WC: WATER CLOSET | EA | 53 | 460 | 443.9 | 23526.7 | 4.5172 | 239.4138 | Q-1 | 58 | 79.924 | 361.036 | 19134.908 | 42661.608
[6 empty] | 0 | 0 |  | 0 |  |  | 0 | 0 | 0 | 0
|  | PIPING |  |  |  | 0 | 0 |  | 0 |  |  | 0 | 0 | 0 | 0
[6 empty] | 0 | 0 |  | 0 |  |  | 0 | 0 | 0 | 0
|  | DOMESTIC PIPING |  |  |  | 0 | 0 |  | 0 |  |  | 0 | 0 | 0 | 0
186 | P-050 TO P-109 | 1" HWR LINE | LF | 62.54 | 8.35 | 8.0577 | 503.9317 | 0.17611 | 11.0136 | 1 PLUM | 64.45 | 88.8121 | 15.6403 | 978.1444 | 1482.076
187 |  | 1" HWS LINE | LF | 106.26 | 8.35 | 8.0577 | 856.2165 | 0.17611 | 18.713 | 1 PLUM | 64.45 | 88.8121 | 15.6403 | 1661.9383 | 2518.1548
188 |  | 1'-1/4" HWS LINE | LF | 138.47 | 12.75 | 12.3037 | 1703.7003 | 0.20636 | 28.5749 | 1 PLUM | 64.45 | 88.8121 | 18.3274 | 2537.7951 | 4241.4953
189 |  | 1-1/4" CW LINE | LF | 202.49 | 12.75 | 12.3037 | 2491.3863 | 0.20636 | 41.7861 | 1 PLUM | 64.45 | 88.8121 | 18.3274 | 3711.1152 | 6202.5016
190 |  | 2-1/2" HWS LINE | LF | 161.68 | 33 | 31.845 | 5148.6996 | 0.38793 | 62.7207 | Q-1 | 58 | 79.924 | 31.005 | 5012.8884 | 10161.588
191 |  | 3" CW LINE | LF | 206.57 | 51 | 49.215 | 10166.3425 | 0.43103 | 89.0388 | Q-1 | 58 | 79.924 | 34.45 | 7116.3365 | 17282.679
192 |  | 3/4" HWR LINE | LF | 201.66 | 5.2 | 5.018 | 1011.9299 | 0.15749 | 31.7587 | 1 PLUM | 64.45 | 88.8121 | 13.9867 | 2820.5579 | 3832.4878
[6 empty] | 0 | 0 |  | 0 |  |  | 0 | 0 | 0 | 0
|  | SEWERAGE & STORM PIPING |  |  |  | 0 | 0 |  | 0 |  |  | 0 | 0 | 0 | 0
193 |  | 2" DIA WASTE LINE | LF | 620.9 | 10.05 | 9.6982 | 6021.6434 | 0.36462 | 226.3949 | 1 PLUM | 64.45 | 88.8121 | 32.383 | 20106.6047 | 26128.2481
194 |  | 3" WASTE LINE | LF | 383.94 | 19.2 | 18.528 | 7113.6403 | 0.40341 | 154.8866 | 1 PLUM | 64.45 | 88.8121 | 35.828 | 13755.8023 | 20869.4426
195 |  | 4" SANITARY LINE | LF | 960.03 | 21 | 20.265 | 19455.0079 | 0.5 | 480.015 | Q-1 | 58 | 79.924 | 39.962 | 38364.7189 | 57819.7268
196 |  | 6" STORM LINE | LF | 133.61 | 20.5 | 19.7825 | 2643.1398 | 0.61207 | 81.7785 | Q-1 | 58 | 79.924 | 48.919 | 6536.0676 | 9179.2074
[6 empty] | 0 | 0 |  | 0 |  |  | 0 | 0 | 0 | 0
|  | GAS PIPING |  |  |  | 0 | 0 |  | 0 |  |  | 0 | 0 | 0 | 0
197 |  | 5" MAIN GAS SERVICE LINE | LF | 33 | 45 | 43.425 | 1433.025 | 0.59533 | 19.646 | B-21A | 62.99 | 86.8002 | 51.675 | 1705.275 | 3138.3
198 |  | 2" GAS PIPE LINE | LF | 21.78 | 7.6 | 7.334 | 159.7345 | 0.42532 | 9.2635 | B-20A | 50.55 | 69.6579 | 29.627 | 645.2761 | 805.0106
199 |  | 1'-1/2" GAS LINE | LF | 5418.6 | 9.6 | 9.264 | 50197.9104 | 0.34322 | 1859.7964 | B-20A | 50.55 | 69.6579 | 23.9083 | 129549.5144 | 179747.4248
[6 empty] | 0 | 0 |  | 0 |  |  | 0 | 0 | 0 | 0
|  | VENTS |  |  |  | 0 | 0 |  | 0 |  |  | 0 | 0 | 0 | 0
200 | P-050 TO P-109 | 4" DIA VENT PIPE | LF | 1486.28 | 21 | 20.265 | 30119.4642 | 0.5 | 743.14 | Q-1 | 58 | 79.924 | 39.962 | 59394.7214 | 89514.1856
[6 empty] | 0 | 0 |  | 0 |  |  | 0 | 0 | 0 | 0
|  | DRAINS |  |  |  | 0 | 0 |  | 0 |  |  | 0 | 0 | 0 | 0
201 | P-050 TO P-109 | 3" ROOF DRAIN | EA | 11.08 | 285 | 275.025 | 3047.277 | 1.333 | 14.7696 | Q-1 | 58 | 79.924 | 106.5387 | 1180.4487 | 4227.7257
202 |  | 3" ER DRAIN | EA | 11 | 110 | 106.15 | 1167.65 | 1.33 | 14.63 | Q-1 | 58 | 79.924 | 106.2989 | 1169.2881 | 2336.9381
203 |  | 4" ROOF DRAIN | EA | 10.88 | 345 | 332.925 | 3622.224 | 1.98 | 21.5424 | Q-1 | 58 | 79.924 | 158.2495 | 1721.7548 | 5343.9788
204 |  | 4" ER DRAIN | EA | 11 | 185 | 178.525 | 1963.775 | 1.425 | 15.675 | Q-1 | 58 | 79.924 | 113.8917 | 1252.8087 | 3216.5837
205 |  | 5" ER DRAIN | EA | 10.08 | 230 | 221.95 | 2237.256 | 1.685 | 16.9848 | Q-1 | 58 | 79.924 | 134.6719 | 1357.4932 | 3594.7492
206 |  | 5" ROOF DRAIN | EA | 10.13 | 455 | 439.075 | 4447.8297 | 2.75 | 27.8575 | Q-1 | 58 | 79.924 | 219.791 | 2226.4828 | 6674.3126
[6 empty] | 0 | 0 |  | 0 |  |  | 0 | 0 | 0 | 0
|  | DOMESTIC WATER HEATER |  |  |  | 0 | 0 |  | 0 |  |  | 0 | 0 | 0 | 0
207 | P-050 TO P-109 | DHWH-1: DOMESTIC HOT WATER HEATER MFR: A.O SMITH MODEL: BTHL-500A CAPACITY: 250GAL V/PH/HZ: 120/1/60 | EA | 1 | 24550 | 23690.75 | 23690.75 | 12.321 | 12.321 | Q-1 | 58 | 79.924 | 984.7436 | 984.7436 | 24675.4936
208 |  | DHWH-2: DOMESTIC HOT WATER HEATER MFR: A.O SMITH MODEL: BTHL-500A CAPACITY: 250GAL V/PH/HZ: 120/1/60 | EA | 1 | 24550 | 23690.75 | 23690.75 | 12.321 | 12.321 | Q-1 | 58 | 79.924 | 984.7436 | 984.7436 | 24675.4936
[6 empty] | 0 | 0 |  | 0 |  |  | 0 | 0 | 0 | 0
|  | DOMESTIC WATER BOOSTER PUMP |  |  |  | 0 | 0 |  | 0 |  |  | 0 | 0 | 0 | 0
209 | P-050 TO P-109 | DWBP-1: DOMESTIC WATER BOOSTER PUMP MFR: SICO TYPE: TRPLEX PUMP1 MODEL: CR15-3 FLOW: 80GPM TDH: 45PSI HP: 5 POWER: 208/3/60 PUMP2 MODEL: CR15-3 FLOW: 80GPM TDH: 45PSI HP: 5 POWER: 208/3/60 PUMP3 MODEL: CR5-6 FLOW: 32GPM TDH: 45PSI HP: 5 POWER: 208/3/60 | EA | 1 | 4260 | 4110.9 | 4110.9 | 8.325 | 8.325 | Q-1 | 58 | 79.924 | 665.3673 | 665.3673 | 4776.2673
|  | NOTE: WITH SICO TRIPLEX CONTROL PANEL NEMA 1, 208 VOLT- 3PHASE W/VFD DRIVES TO CONTROL PUMP OPERATION.AUTOMATIC ALTERNATOR , 24 HOUR TIMER, HOA FOR PUMP, MAIN DISCONNECT SWITCH , ALARM AND LIGHTS AND DRY CONTACTS FOR REMOTE ALARM W/86 GALLON CUSHION TANK 150 PSI WP W/FACTORY BUILT, PRE-WIRED AND ASSEMBELED ON 32" X 48" STAINLESS STEEL BASEPLATE W/3" LEAD FREE COPPER SUCTION AND DISCHARGE MANIFOLD GROOVED CONNECTION |  |  |  | 0 | 0 |  | 0 |  |  | 0 | 0 | 0 | 0
[6 empty] | 0 | 0 |  | 0 |  |  | 0 | 0 | 0 | 0
|  | SEWER EJECTOR |  |  |  | 0 | 0 |  | 0 |  |  | 0 | 0 | 0 | 0
210 |  | SE-1: DUPLEX TYPE SEWERAGE EJECTOR MFR: ITT GOULDS MODEL: SERIES 3887, MODEL WS0538BHF FLOW/TDH/HP: 50 GPM/15PSI/0.5 V/PH/HZ: 208/3/60 REMARKS: SUBMERSIBLE CAST IRON SEWAGE PUMP, MECHANICAL SEAL AND FULL SUBMERSIBLE MOTOR , DUPLEX CONTROL W/THREE (4) FLOAT SWITCHES, 36" x 60" ROUND FIBERGLASS BASIN AND COVER | EA | 1 | 3840 | 3705.6 | 3705.6 | 5 | 5 | Q-1 | 58 | 79.924 | 399.62 | 399.62 | 4105.22
211 |  | SP-1: OIL MINDER TYPE SUMP PUMP MFR: FEDERAL PUMPS MODEL: SERIES 3888, MODEL WS1538D3M FLOW/TDH/HP: 50GPM/25PSI/1 V/PH/HZ: 208/1/60 | EA | 2 | 5727 | 5526.555 | 11053.11 | 5 | 10 | Q-1 | 58 | 79.924 | 399.62 | 799.24 | 11852.35
[6 empty] | 0 | 0 |  | 0 |  |  | 0 | 0 | 0 | 0
|  | MISC. |  |  |  | 0 | 0 |  | 0 |  |  | 0 | 0 | 0 | 0
212 | P-050 TO P-109 | 3" AREA DRAIN | EA | 4 | 120 | 115.8 | 463.2 | 1.333 | 5.332 | Q-1 | 58 | 79.924 | 106.5387 | 426.1548 | 889.3548
213 |  | 3" ER DRAIN | EA | 1 | 110 | 106.15 | 106.15 | 1.33 | 1.33 | Q-1 | 58 | 79.924 | 106.2989 | 106.2989 | 212.4489
214 |  | 3" FD | EA | 7 | 175 | 168.875 | 1182.125 | 1.425 | 9.975 | Q-1 | 58 | 79.924 | 113.8917 | 797.2419 | 1979.3669
215 |  | 3" MOCV | EA | 1 | 96 | 92.64 | 92.64 | 2.015 | 2.015 | 1 PLUM | 64.45 | 88.8121 | 178.9564 | 178.9564 | 271.5964
216 |  | 3" ROOF DRAIN | EA | 1 | 285 | 275.025 | 275.025 | 1.333 | 1.333 | Q-1 | 58 | 79.924 | 106.5387 | 106.5387 | 381.5637
217 |  | 3" RPZ | EA | 1 | 5175 | 4993.875 | 4993.875 | 3.556 | 3.556 | Q-1 | 58 | 79.924 | 284.2097 | 284.2097 | 5278.0847
218 |  | 3" WATER METER | EA | 1 | 850 | 820.25 | 820.25 | 3.21 | 3.21 | Q-1 | 58 | 79.924 | 256.556 | 256.556 | 1076.806
219 |  | 4" ER DRAIN | EA | 1 | 185 | 178.525 | 178.525 | 1.425 | 1.425 | Q-1 | 58 | 79.924 | 113.8917 | 113.8917 | 292.4167
220 |  | 4" FD | EA | 1 | 210 | 202.65 | 202.65 | 1.75 | 1.75 | Q-1 | 58 | 79.924 | 139.867 | 139.867 | 342.517
221 |  | 4" ROOF DRAIN | EA | 1 | 345 | 332.925 | 332.925 | 1.98 | 1.98 | Q-1 | 58 | 79.924 | 158.2495 | 158.2495 | 491.1745
222 |  | 4" SAN HOUSE TRAP | EA | 1 | 125 | 120.625 | 120.625 | 1.425 | 1.425 | Q-1 | 58 | 79.924 | 113.8917 | 113.8917 | 234.5167
223 |  | 5" ER DRAIN | EA | 1 | 230 | 221.95 | 221.95 | 1.685 | 1.685 | Q-1 | 58 | 79.924 | 134.6719 | 134.6719 | 356.6219
224 |  | 5" ROOF DRAIN | EA | 1 | 455 | 439.075 | 439.075 | 2.75 | 2.75 | Q-1 | 58 | 79.924 | 219.791 | 219.791 | 658.866
225 |  | 6" FIRE WATER SERVICE | LF | 21.84 | 57.5 | 55.4875 | 1211.847 | 0.81759 | 17.8562 | B-21A | 62.99 | 86.8002 | 70.967 | 1549.9193 | 2761.7663
226 |  | 6" RPDA | EA | 1 | 6250 | 6031.25 | 6031.25 | 8 | 8 | Q-2 | 60.15 | 82.8867 | 663.0936 | 663.0936 | 6694.3436
227 |  | 6" RPZ | EA | 1 | 6724 | 6488.66 | 6488.66 | 8 | 8 | Q-2 | 60.15 | 82.8867 | 663.0936 | 663.0936 | 7151.7536
228 |  | 6" STORM HOUSE TRAP | EA | 1 | 1160 | 1119.4 | 1119.4 | 2.321 | 2.321 | Q-1 | 58 | 79.924 | 185.5036 | 185.5036 | 1304.9036
229 |  | 8" COMBINED SEWER LINE | LF | 4.97 | 32.5 | 31.3625 | 155.8716 | 0.61207 | 3.042 | Q-1 | 58 | 79.924 | 48.919 | 243.1274 | 398.9991
230 |  | 8" PLUMBING CHASE | LF | 39.1 | 32.5 | 31.3625 | 1226.2738 | 0.61207 | 23.9319 | Q-1 | 58 | 79.924 | 48.919 | 1912.7329 | 3139.0066
231 |  | 10" PLUMBING CHASE | LF | 23.3 | 52.52 | 50.6818 | 1180.8859 | 0.77586 | 18.0776 | Q-1 | 58 | 79.924 | 62.01 | 1444.833 | 2625.7189
232 |  | 500 GAL/DAY TANK W/36" x 64" x 6" PAD | EA | 1 | 1934.0031 | 1866.313 | 1866.313 | 7.2112 | 7.2112 | Q-5 | 59 | 81.302 | 586.285 | 586.285 | 2452.598
233 |  | BOOSTER SKID | EA | 2 | 1460 | 1408.9 | 2817.8 | 3.585 | 7.17 | Q-1 | 58 | 79.924 | 286.5275 | 573.0551 | 3390.8551
234 |  | EXPANSION TANK | EA | 1 | 855 | 825.075 | 825.075 | 0.941 | 0.941 | Q-5 | 59 | 81.302 | 76.5052 | 76.5052 | 901.5802
235 |  | RCP-1: NO DETAIL GIVEN | EA | 1 | 185 | 178.525 | 178.525 | 1 | 1 | Q-1 | 58 | 79.924 | 79.924 | 79.924 | 258.449
236 |  | SHAFT | EA | 1 | 150 | 144.75 | 144.75 | 0.85 | 0.85 | Q-1 | 58 | 79.924 | 67.9354 | 67.9354 | 212.6854
237 |  | STORM WATER PREFILTER | EA | 1 | 50.9 | 49.1185 | 49.1185 | 1 | 1 | P6 | 52.11 | 71.8076 | 71.8076 | 71.8076 | 120.9261
238 |  | STORM WATER TREATMENT UNIT ON 42" x 60" x 6" PAD | EA | 1 | 4800 | 4632 | 4632 | 9.825 | 9.825 | Q-1 | 58 | 79.924 | 785.2533 | 785.2533 | 5417.2533
239 |  | ELECTRIC TANK WATER HEATER | EA | 2 | 480 | 463.2 | 926.4 | 3.636 | 7.272 | 1 PLUM | 64.45 | 88.8121 | 322.9208 | 645.8416 | 1572.2416
240 |  | GAS TANK WATER HEATER | EA | 1 | 4100 | 3956.5 | 3956.5 | 9.4828 | 9.4828 | Q-1 | 58 | 79.924 | 757.9 | 757.9 | 4714.4
241 |  | GAS TANKLESS WATER HEATER | EA | 3 | 835 | 805.775 | 2417.325 | 3.636 | 10.908 | 1 PLUM | 64.45 | 88.8121 | 322.9208 | 968.7624 | 3386.0874
[6 empty] | 0 | 0 |  | 0 |  |  | 0 | 0 | 0 | 0
|  | ALLOWANCE |  |  |  | 0 | 0 |  | 0 |  |  | 0 | 0 | 0 | 0
242 |  | ALLOWANCE PROVIDED FOR BENDS AREA: 69519 SF | LS | 1 | 21600 | 20844 | 20844 | 579 | 579 | Q-1 | 58 | 79.924 | 46275.996 | 46275.996 | 67119.996
| DIV. 23 | HEATING, VENTILATION AND AIR CONDITIONING (HVAC) | SUBTOTAL MATERIAL |  |  | 384487.8161 | 0 |  | SUBTOTAL LABOR |  |  |  | 296235.6323 | 0 | 680723.4483 | 958175.9766
[6 empty] | 0 | 0 |  | 0 |  |  | 0 | 0 | 0 | 0
|  | DUCT WORK |  |  |  | 0 | 0 |  | 0 |  |  | 0 | 0 | 0 | 0
243 | M100 - M110 | 24 GA. DUCT WORK | LBS | 9041 | 0.65 | 0.62725 | 5670.9672 | 0.10404 | 940.6371 | Q-10 | 58.15 | 80.1307 | 8.3369 | 75373.9129 | 81044.8801
244 |  | 26 GA. DUCT WORK | LBS | 73 | 0.65 | 0.62725 | 45.7892 | 0.10404 | 7.595 | Q-10 | 58.15 | 80.1307 | 8.3369 | 608.5937 | 654.3829
[6 empty] | 0 | 0 |  | 0 |  |  | 0 | 0 | 0 | 0
|  | INSULATION |  |  |  | 0 | 0 |  | 0 |  |  | 0 | 0 | 0 | 0
245 |  | 1.5" FIBERGLASS INSUALTION | SF | 8094 | 1.25 | 1.2063 | 9763.3875 | 0.035 | 283.29 | Q-14 | 52.77 | 72.7171 | 2.5451 | 20600.0159 | 30363.4034
[6 empty] | 0 | 0 |  | 0 |  |  | 0 | 0 | 0 | 0
|  | DIFFUSERS |  |  |  | 0 | 0 |  | 0 |  |  | 0 | 0 | 0 | 0
246 | M100-M110 | DXA: NEW DIFFUSER CFM: 600 SIZE: 12" DIA | EA | 3 | 145 | 139.925 | 419.775 | 0.523 | 1.569 | 1 SHEE | 62.3 | 85.8494 | 44.8992 | 134.6977 | 554.4727
247 |  | DXA: NEW DIFFUSER CFM: 400 SIZE: 12" DIA | EA | 3 | 145 | 139.925 | 419.775 | 0.523 | 1.569 | 1 SHEE | 62.3 | 85.8494 | 44.8992 | 134.6977 | 554.4727
248 |  | DXA: NEW DIFFUSER CFM: 200 SIZE: 12" DIA | EA | 1 | 145 | 139.925 | 139.925 | 0.523 | 0.523 | 1 SHEE | 62.3 | 85.8494 | 44.8992 | 44.8992 | 184.8242
249 |  | DXB: NEW DIFFUSER CFM: 400 SIZE: 12" DIA | EA | 1 | 145 | 139.925 | 139.925 | 0.523 | 0.523 | 1 SHEE | 62.3 | 85.8494 | 44.8992 | 44.8992 | 184.8242
250 |  | DXB: NEW DIFFUSER CFM: 200 SIZE: 12" DIA | EA | 1 | 145 | 139.925 | 139.925 | 0.523 | 0.523 | 1 SHEE | 62.3 | 85.8494 | 44.8992 | 44.8992 | 184.8242
251 |  | DXB: NEW DIFFUSER CFM: 600 SIZE: 12" DIA | EA | 1 | 145 | 139.925 | 139.925 | 0.523 | 0.523 | 1 SHEE | 62.3 | 85.8494 | 44.8992 | 44.8992 | 184.8242
252 |  | DXC: NEW DIFFUSER CFM: 400 SIZE: 12" DIA | EA | 2 | 145 | 139.925 | 279.85 | 0.523 | 1.046 | 1 SHEE | 62.3 | 85.8494 | 44.8992 | 89.7985 | 369.6485
253 |  | DXC: NEW DIFFUSER CFM: 600 SIZE: 12" DIA | EA | 2 | 145 | 139.925 | 279.85 | 0.523 | 1.046 | 1 SHEE | 62.3 | 85.8494 | 44.8992 | 89.7985 | 369.6485
254 |  | DXC: NEW DIFFUSER CFM: 800 SIZE: 12" DIA | EA | 1 | 145 | 139.925 | 139.925 | 0.523 | 0.523 | 1 SHEE | 62.3 | 85.8494 | 44.8992 | 44.8992 | 184.8242
255 |  | DXD: NEW DIFFUSER CFM: 200 SIZE: 12" DIA | EA | 2 | 145 | 139.925 | 279.85 | 0.523 | 1.046 | 1 SHEE | 62.3 | 85.8494 | 44.8992 | 89.7985 | 369.6485
256 |  | DXD: NEW DIFFUSER CFM: 400 SIZE: 12" DIA | EA | 2 | 145 | 139.925 | 279.85 | 0.523 | 1.046 | 1 SHEE | 62.3 | 85.8494 | 44.8992 | 89.7985 | 369.6485
257 |  | DXD: NEW DIFFUSER CFM: 600 SIZE: 12" DIA | EA | 2 | 145 | 139.925 | 279.85 | 0.523 | 1.046 | 1 SHEE | 62.3 | 85.8494 | 44.8992 | 89.7985 | 369.6485
258 |  | DXD: NEW DIFFUSER CFM: 800 SIZE: 12" DIA | EA | 1 | 145 | 139.925 | 139.925 | 0.523 | 0.523 | 1 SHEE | 62.3 | 85.8494 | 44.8992 | 44.8992 | 184.8242
259 |  | EG: NEW EXHAUST GRILL CFM: 50 | EA | 54 | 23.5 | 22.6775 | 1224.585 | 0.307 | 16.578 | 1 SHEE | 62.3 | 85.8494 | 26.3558 | 1423.2114 | 2647.7964
260 |  | EG: NEW EXHAUST GRILL CFM: 25 | EA | 45 | 23.5 | 22.6775 | 1020.4875 | 0.307 | 13.815 | 1 SHEE | 62.3 | 85.8494 | 26.3558 | 1186.0095 | 2206.497
261 |  | KXA: NEW DIFFUSER CFM: 50 SIZE: 6X4 | EA | 2 | 119 | 114.835 | 229.67 | 0.418 | 0.836 | 1 SHEE | 62.3 | 85.8494 | 35.885 | 71.7701 | 301.4401
262 |  | KXA: NEW DIFFUSER CFM: 150 SIZE: 8X6 | EA | 1 | 178 | 171.77 | 171.77 | 0.53 | 0.53 | 1 SHEE | 62.3 | 85.8494 | 45.5002 | 45.5002 | 217.2702
263 |  | KXA: NEW DIFFUSER CFM: 100 SIZE: 6X6 | EA | 1 | 166 | 160.19 | 160.19 | 0.498 | 0.498 | 1 SHEE | 62.3 | 85.8494 | 42.753 | 42.753 | 202.943
264 |  | KXA: NEW DIFFUSER CFM: 200 SIZE: 8X6 | EA | 1 | 178 | 171.77 | 171.77 | 0.53 | 0.53 | 1 SHEE | 62.3 | 85.8494 | 45.5002 | 45.5002 | 217.2702
265 |  | KXA: NEW DIFFUSER CFM: 150 SIZE: 8X6 | EA | 1 | 178 | 171.77 | 171.77 | 0.53 | 0.53 | 1 SHEE | 62.3 | 85.8494 | 45.5002 | 45.5002 | 217.2702
266 |  | KXB: NEW DIFFUSER CFM: 50 SIZE: 6X4 | EA | 2 | 119 | 114.835 | 229.67 | 0.418 | 0.836 | 1 SHEE | 62.3 | 85.8494 | 35.885 | 71.7701 | 301.4401
267 |  | KXB: NEW DIFFUSER CFM: 100 SIZE: 6X6 | EA | 2 | 166 | 160.19 | 320.38 | 0.498 | 0.996 | 1 SHEE | 62.3 | 85.8494 | 42.753 | 85.506 | 405.886
268 |  | KXB: NEW DIFFUSER CFM: 150 SIZE: 8X6 | EA | 2 | 172.5 | 166.4625 | 332.925 | 0.53 | 1.06 | 1 SHEE | 62.3 | 85.8494 | 45.5002 | 91.0004 | 423.9254
269 |  | KXB: NEW DIFFUSER CFM: 200 SIZE: 8X6 | EA | 1 | 172.5 | 166.4625 | 166.4625 | 0.53 | 0.53 | 1 SHEE | 62.3 | 85.8494 | 45.5002 | 45.5002 | 211.9627
270 |  | KXC: NEW DIFFUSER CFM: 50 SIZE: 6X4 | EA | 1 | 119 | 114.835 | 114.835 | 0.418 | 0.418 | 1 SHEE | 62.3 | 85.8494 | 35.885 | 35.885 | 150.72
271 |  | KXE: NEW DIFFUSER CFM: 100 SIZE: 6X6 | EA | 2 | 166 | 160.19 | 320.38 | 0.498 | 0.996 | 1 SHEE | 62.3 | 85.8494 | 42.753 | 85.506 | 405.886
272 |  | KXF: NEW DIFFUSER CFM: 100 SIZE: 6X6 | EA | 2 | 166 | 160.19 | 320.38 | 0.498 | 0.996 | 1 SHEE | 62.3 | 85.8494 | 42.753 | 85.506 | 405.886
273 |  | KXD: NEW DIFFUSER CFM: 100 SIZE: 6X6 | EA | 2 | 166 | 160.19 | 320.38 | 0.498 | 0.996 | 1 SHEE | 62.3 | 85.8494 | 42.753 | 85.506 | 405.886
274 |  | KXD: NEW DIFFUSER CFM: 200 SIZE: 8X6 | EA | 2 | 172.5 | 166.4625 | 332.925 | 0.53 | 1.06 | 1 SHEE | 62.3 | 85.8494 | 45.5002 | 91.0004 | 423.9254
275 |  | KXF: NEW DIFFUSER CFM: 200 SIZE: 8X6 | EA | 1 | 172.5 | 166.4625 | 166.4625 | 0.53 | 0.53 | 1 SHEE | 62.3 | 85.8494 | 45.5002 | 45.5002 | 211.9627
276 |  | KXF: NEW DIFFUSER CFM: 100 SIZE: 8X8 | EA | 1 | 181 | 174.665 | 174.665 | 0.53 | 0.53 | 1 SHEE | 62.3 | 85.8494 | 45.5002 | 45.5002 | 220.1652
277 |  | KXC: NEW DIFFUSER CFM: 100 SIZE: 6X6 | EA | 2 | 166 | 160.19 | 320.38 | 0.498 | 0.996 | 1 SHEE | 62.3 | 85.8494 | 42.753 | 85.506 | 405.886
278 |  | KXC: NEW DIFFUSER CFM: 50 SIZE: 6X4 | EA | 1 | 119 | 114.835 | 114.835 | 0.418 | 0.418 | 1 SHEE | 62.3 | 85.8494 | 35.885 | 35.885 | 150.72
279 |  | KXC: NEW DIFFUSER CFM: 150 SIZE: 8X6 | EA | 2 | 172.5 | 166.4625 | 332.925 | 0.53 | 1.06 | 1 SHEE | 62.3 | 85.8494 | 45.5002 | 91.0004 | 423.9254
280 |  | KXC: NEW DIFFUSER CFM: 200 SIZE: 8X6 | EA | 1 | 172.5 | 166.4625 | 166.4625 | 0.53 | 0.53 | 1 SHEE | 62.3 | 85.8494 | 45.5002 | 45.5002 | 211.9627
281 |  | KXE: NEW DIFFUSER CFM: 200 SIZE: 8X6 | EA | 1 | 172.5 | 166.4625 | 166.4625 | 0.53 | 0.53 | 1 SHEE | 62.3 | 85.8494 | 45.5002 | 45.5002 | 211.9627
282 |  | KXF: NEW DIFFUSER CFM: 300 SIZE: 12X6 | EA | 2 | 177 | 170.805 | 341.61 | 0.57 | 1.14 | 1 SHEE | 62.3 | 85.8494 | 48.9342 | 97.8683 | 439.4783
283 |  | KXF: NEW DIFFUSER CFM: 200 SIZE: 8X6 | EA | 1 | 172.5 | 166.4625 | 166.4625 | 0.53 | 0.53 | 1 SHEE | 62.3 | 85.8494 | 45.5002 | 45.5002 | 211.9627
284 |  | KXD: NEW DIFFUSER CFM: 300 SIZE: 12X6 | EA | 2 | 177 | 170.805 | 341.61 | 0.57 | 1.14 | 1 SHEE | 62.3 | 85.8494 | 48.9342 | 97.8683 | 439.4783
285 |  | KXE: NEW DIFFUSER CFM: 200 SIZE: 8X6 | EA | 1 | 172.5 | 166.4625 | 166.4625 | 0.53 | 0.53 | 1 SHEE | 62.3 | 85.8494 | 45.5002 | 45.5002 | 211.9627
286 |  | KXE: NEW DIFFUSER CFM: 300 SIZE: 12X6 | EA | 1 | 177 | 170.805 | 170.805 | 0.57 | 0.57 | 1 SHEE | 62.3 | 85.8494 | 48.9342 | 48.9342 | 219.7392
287 |  | KXD: NEW DIFFUSER CFM: 400 SIZE: 12X8 | EA | 1 | 177 | 170.805 | 170.805 | 0.57 | 0.57 | 1 SHEE | 62.3 | 85.8494 | 48.9342 | 48.9342 | 219.7392
288 |  | KXD: NEW DIFFUSER CFM: 300 SIZE: 12X6 | EA | 1 | 177 | 170.805 | 170.805 | 0.57 | 0.57 | 1 SHEE | 62.3 | 85.8494 | 48.9342 | 48.9342 | 219.7392
289 |  | KXE: NEW DIFFUSER CFM: 400 SIZE: 12X8 | EA | 1 | 177 | 170.805 | 170.805 | 0.57 | 0.57 | 1 SHEE | 62.3 | 85.8494 | 48.9342 | 48.9342 | 219.7392
290 |  | OA1: NEW DIFFUSER CFM: 995 SIZE: 18X10 | EA | 2 | 195 | 188.175 | 376.35 | 0.698 | 1.396 | 1 SHEE | 62.3 | 85.8494 | 59.9229 | 119.8458 | 496.1958
291 |  | OA1: NEW DIFFUSER CFM: 1145 SIZE: 18X10 | EA | 1 | 195 | 188.175 | 188.175 | 0.698 | 0.698 | 1 SHEE | 62.3 | 85.8494 | 59.9229 | 59.9229 | 248.0979
292 |  | OA1: NEW DIFFUSER CFM: 1095 SIZE: 18X10 | EA | 1 | 195 | 188.175 | 188.175 | 0.698 | 0.698 | 1 SHEE | 62.3 | 85.8494 | 59.9229 | 59.9229 | 248.0979
293 |  | OA1: NEW DIFFUSER CFM: 1370 SIZE: 18X12 | EA | 2 | 195 | 188.175 | 376.35 | 0.698 | 1.396 | 1 SHEE | 62.3 | 85.8494 | 59.9229 | 119.8458 | 496.1958
294 |  | OA1: NEW DIFFUSER CFM: 1145 SIZE: 18X10 | EA | 1 | 195 | 188.175 | 188.175 | 0.698 | 0.698 | 1 SHEE | 62.3 | 85.8494 | 59.9229 | 59.9229 | 248.0979
295 |  | OA1: NEW DIFFUSER CFM: 1595 SIZE: 18X14 | EA | 2 | 207 | 199.755 | 399.51 | 0.73 | 1.46 | 1 SHEE | 62.3 | 85.8494 | 62.6701 | 125.3401 | 524.8501
296 |  | OA1: NEW DIFFUSER CFM: 1820 SIZE: 18X14 | EA | 2 | 207 | 199.755 | 399.51 | 0.73 | 1.46 | 1 SHEE | 62.3 | 85.8494 | 62.6701 | 125.3401 | 524.8501
297 |  | OA1: NEW DIFFUSER CFM: 2045 SIZE: 18X16 | EA | 1 | 207 | 199.755 | 199.755 | 0.73 | 0.73 | 1 SHEE | 62.3 | 85.8494 | 62.6701 | 62.6701 | 262.4251
298 |  | SPA: NEW DIFFUSER CFM: 19000 SIZE: 30X32 | EA | 5 | 310 | 299.15 | 1495.75 | 0.925 | 4.625 | 1 SHEE | 62.3 | 85.8494 | 79.4107 | 397.0535 | 1892.8035
299 |  | SPB: NEW DIFFUSER CFM: 19000 SIZE: 30X32 | EA | 5 | 310 | 299.15 | 1495.75 | 0.925 | 4.625 | 1 SHEE | 62.3 | 85.8494 | 79.4107 | 397.0535 | 1892.8035
300 |  | TXA: NEW DIFFUSER CFM: 25 SIZE: 6X4 | EA | 2 | 119 | 114.835 | 229.67 | 0.418 | 0.836 | 1 SHEE | 62.3 | 85.8494 | 35.885 | 71.7701 | 301.4401
301 |  | TXA: NEW DIFFUSER CFM: 75 SIZE: 6X6 | EA | 1 | 166 | 160.19 | 160.19 | 0.498 | 0.498 | 1 SHEE | 62.3 | 85.8494 | 42.753 | 42.753 | 202.943
302 |  | TXA: NEW DIFFUSER CFM: 50 SIZE: 6X4 | EA | 1 | 119 | 114.835 | 114.835 | 0.418 | 0.418 | 1 SHEE | 62.3 | 85.8494 | 35.885 | 35.885 | 150.72
303 |  | TXA: NEW DIFFUSER CFM: 100 SIZE: 6X6 | EA | 1 | 166 | 160.19 | 160.19 | 0.498 | 0.498 | 1 SHEE | 62.3 | 85.8494 | 42.753 | 42.753 | 202.943
304 |  | TXA: NEW DIFFUSER CFM: 75 SIZE: 6X6 | EA | 1 | 166 | 160.19 | 160.19 | 0.498 | 0.498 | 1 SHEE | 62.3 | 85.8494 | 42.753 | 42.753 | 202.943
305 |  | TXB: NEW DIFFUSER CFM: 25 SIZE: 6X4 | EA | 1 | 119 | 114.835 | 114.835 | 0.418 | 0.418 | 1 SHEE | 62.3 | 85.8494 | 35.885 | 35.885 | 150.72
306 |  | TXB: NEW DIFFUSER CFM: 50 SIZE: 6X4 | EA | 2 | 119 | 114.835 | 229.67 | 0.418 | 0.836 | 1 SHEE | 62.3 | 85.8494 | 35.885 | 71.7701 | 301.4401
307 |  | TXB: NEW DIFFUSER CFM: 25 SIZE: 6X4 | EA | 1 | 119 | 114.835 | 114.835 | 0.418 | 0.418 | 1 SHEE | 62.3 | 85.8494 | 35.885 | 35.885 | 150.72
308 |  | TXB: NEW DIFFUSER CFM: 75 SIZE: 6X6 | EA | 2 | 166 | 160.19 | 320.38 | 0.498 | 0.996 | 1 SHEE | 62.3 | 85.8494 | 42.753 | 85.506 | 405.886
309 |  | TXB: NEW DIFFUSER CFM: 100 SIZE: 6X6 | EA | 1 | 166 | 160.19 | 160.19 | 0.498 | 0.498 | 1 SHEE | 62.3 | 85.8494 | 42.753 | 42.753 | 202.943
310 |  | TXC: NEW DIFFUSER CFM: 25 SIZE: 6X4 | EA | 1 | 119 | 114.835 | 114.835 | 0.418 | 0.418 | 1 SHEE | 62.3 | 85.8494 | 35.885 | 35.885 | 150.72
311 |  | TXC: NEW DIFFUSER CFM: 75 SIZE: 6X6 | EA | 2 | 119 | 114.835 | 229.67 | 0.418 | 0.836 | 1 SHEE | 62.3 | 85.8494 | 35.885 | 71.7701 | 301.4401
312 |  | TXC: NEW DIFFUSER CFM: 50 SIZE: 6X4 | EA | 1 | 119 | 114.835 | 114.835 | 0.418 | 0.418 | 1 SHEE | 62.3 | 85.8494 | 35.885 | 35.885 | 150.72
313 |  | TXC: NEW DIFFUSER CFM: 150 SIZE: 8X6 | EA | 1 |  | 0 | 0 |  | 0 |  |  | 0 | 0 | 0 | 0
314 |  | TXC: NEW DIFFUSER CFM: 100 SIZE: 6X6 | EA | 1 | 166 | 160.19 | 160.19 | 0.498 | 0.498 | 1 SHEE | 62.3 | 85.8494 | 42.753 | 42.753 | 202.943
315 |  | TXD: NEW DIFFUSER CFM: 100 SIZE: 6X6 | EA | 2 | 166 | 160.19 | 320.38 | 0.498 | 0.996 | 1 SHEE | 62.3 | 85.8494 | 42.753 | 85.506 | 405.886
316 |  | TXD: NEW DIFFUSER CFM: 50 SIZE: 6X4 | EA | 1 | 119 | 114.835 | 114.835 | 0.418 | 0.418 | 1 SHEE | 62.3 | 85.8494 | 35.885 | 35.885 | 150.72
317 |  | TXD: NEW DIFFUSER CFM: 200 SIZE: 8X6 | EA | 1 | 172.5 | 166.4625 | 166.4625 | 0.53 | 0.53 | 1 SHEE | 62.3 | 85.8494 | 45.5002 | 45.5002 | 211.9627
318 |  | TXD: NEW DIFFUSER CFM: 150 SIZE: 8X6 | EA | 1 | 172.5 | 166.4625 | 166.4625 | 0.53 | 0.53 | 1 SHEE | 62.3 | 85.8494 | 45.5002 | 45.5002 | 211.9627
319 |  | TXG: NEW DIFFUSER CFM: 400 SIZE: 12X8 | EA | 6 | 177 | 170.805 | 1024.83 | 0.57 | 3.42 | 1 SHEE | 62.3 | 85.8494 | 48.9342 | 293.6049 | 1318.4349
320 |  | TXC: NEW DIFFUSER CFM: 50 SIZE: 6X4 | EA | 1 | 119 | 114.835 | 114.835 | 0.418 | 0.418 | 1 SHEE | 62.3 | 85.8494 | 35.885 | 35.885 | 150.72
321 |  | TXC: NEW DIFFUSER CFM: 25 SIZE: 6X4 | EA | 1 | 119 | 114.835 | 114.835 | 0.418 | 0.418 | 1 SHEE | 62.3 | 85.8494 | 35.885 | 35.885 | 150.72
322 |  | TXD: NEW DIFFUSER CFM: 150 SIZE: 8X6 | EA | 1 | 172.5 | 166.4625 | 166.4625 | 0.53 | 0.53 | 1 SHEE | 62.3 | 85.8494 | 45.5002 | 45.5002 | 211.9627
323 |  | TXE: NEW DIFFUSER CFM: 50 SIZE: 6X4 | EA | 1 | 119 | 114.835 | 114.835 | 0.418 | 0.418 | 1 SHEE | 62.3 | 85.8494 | 35.885 | 35.885 | 150.72
324 |  | TXE: NEW DIFFUSER CFM: 50 SIZE: 6X4 | EA | 1 | 119 | 114.835 | 114.835 | 0.418 | 0.418 | 1 SHEE | 62.3 | 85.8494 | 35.885 | 35.885 | 150.72
325 |  | TXE: NEW DIFFUSER CFM: 400 SIZE: 12X8 | EA | 1 | 177 | 170.805 | 170.805 | 0.57 | 0.57 | 1 SHEE | 62.3 | 85.8494 | 48.9342 | 48.9342 | 219.7392
326 |  | TXE: NEW DIFFUSER CFM: 100 SIZE: 6X6 | EA | 2 | 166 | 160.19 | 320.38 | 0.498 | 0.996 | 1 SHEE | 62.3 | 85.8494 | 42.753 | 85.506 | 405.886
327 |  | TXE: NEW DIFFUSER CFM: 50 SIZE: 6X4 | EA | 1 | 119 | 114.835 | 114.835 | 0.418 | 0.418 | 1 SHEE | 62.3 | 85.8494 | 35.885 | 35.885 | 150.72
328 |  | TXE: NEW DIFFUSER CFM: 200 SIZE: 8X6 | EA | 1 | 172.5 | 166.4625 | 166.4625 | 0.53 | 0.53 | 1 SHEE | 62.3 | 85.8494 | 45.5002 | 45.5002 | 211.9627
329 |  | TXE: NEW DIFFUSER CFM: 150 SIZE: 8X6 | EA | 1 | 172.5 | 166.4625 | 166.4625 | 0.53 | 0.53 | 1 SHEE | 62.3 | 85.8494 | 45.5002 | 45.5002 | 211.9627
330 |  | TXF: NEW DIFFUSER CFM: 25 SIZE: 6X4 | EA | 1 | 119 | 114.835 | 114.835 | 0.418 | 0.418 | 1 SHEE | 62.3 | 85.8494 | 35.885 | 35.885 | 150.72
331 |  | TXF: NEW DIFFUSER CFM: 100 SIZE: 6X6 | EA | 2 | 166 | 160.19 | 320.38 | 0.498 | 0.996 | 1 SHEE | 62.3 | 85.8494 | 42.753 | 85.506 | 405.886
332 |  | TXF: NEW DIFFUSER CFM: 50 SIZE: 6X6 | EA | 1 | 166 | 160.19 | 160.19 | 0.498 | 0.498 | 1 SHEE | 62.3 | 85.8494 | 42.753 | 42.753 | 202.943
333 |  | TXF: NEW DIFFUSER CFM: 200 SIZE: 8X6 | EA | 1 | 172.5 | 166.4625 | 166.4625 | 0.53 | 0.53 | 1 SHEE | 62.3 | 85.8494 | 45.5002 | 45.5002 | 211.9627
334 |  | TXF: NEW DIFFUSER CFM: 150 SIZE: 8X6 | EA | 1 | 172.5 | 166.4625 | 166.4625 | 0.53 | 0.53 | 1 SHEE | 62.3 | 85.8494 | 45.5002 | 45.5002 | 211.9627
335 |  | TRX: NEW DIFFUSER CFM: 340 SIZE: 12X8 | EA | 1 | 177 | 170.805 | 170.805 | 0.57 | 0.57 | 1 SHEE | 62.3 | 85.8494 | 48.9342 | 48.9342 | 219.7392
336 |  | TRX: NEW DIFFUSER CFM: 420 SIZE: 12X8 | EA | 1 | 177 | 170.805 | 170.805 | 0.57 | 0.57 | 1 SHEE | 62.3 | 85.8494 | 48.9342 | 48.9342 | 219.7392
337 |  | TRX: NEW DIFFUSER CFM: 380 SIZE: 12X8 | EA | 1 | 177 | 170.805 | 170.805 | 0.57 | 0.57 | 1 SHEE | 62.3 | 85.8494 | 48.9342 | 48.9342 | 219.7392
338 |  | TRX: NEW DIFFUSER CFM: 460 SIZE: 12X8 | EA | 1 | 177 | 170.805 | 170.805 | 0.57 | 0.57 | 1 SHEE | 62.3 | 85.8494 | 48.9342 | 48.9342 | 219.7392
339 |  | TRX: NEW DIFFUSER CFM: 420 SIZE: 12X8 | EA | 1 | 177 | 170.805 | 170.805 | 0.57 | 0.57 | 1 SHEE | 62.3 | 85.8494 | 48.9342 | 48.9342 | 219.7392
340 |  | TXG: NEW DIFFUSER CFM: 100 SIZE: 6X6 | EA | 3 | 166 | 160.19 | 480.57 | 0.498 | 1.494 | 1 SHEE | 62.3 | 85.8494 | 42.753 | 128.259 | 608.829
341 |  | TXG: NEW DIFFUSER CFM: 200 SIZE: 8X6 | EA | 2 | 172.5 | 166.4625 | 332.925 | 0.53 | 1.06 | 1 SHEE | 62.3 | 85.8494 | 45.5002 | 91.0004 | 423.9254
342 |  | TXG: NEW DIFFUSER CFM: 300 SIZE: 12X6 | EA | 2 | 177 | 170.805 | 341.61 | 0.57 | 1.14 | 1 SHEE | 62.3 | 85.8494 | 48.9342 | 97.8683 | 439.4783
343 |  | TXG: NEW DIFFUSER CFM: 400 SIZE: 12X8 | EA | 1 | 177 | 170.805 | 170.805 | 0.57 | 0.57 | 1 SHEE | 62.3 | 85.8494 | 48.9342 | 48.9342 | 219.7392
344 |  | TRX1: DIFFUSER CFM: 230 SIZE: 10X6 | EA | 1 | 181 | 174.665 | 174.665 | 0.53 | 0.53 | 1 SHEE | 62.3 | 85.8494 | 45.5002 | 45.5002 | 220.1652
345 |  | TRX1: DIFFUSER CFM: 300 SIZE: 12X8 | EA | 2 | 177 | 170.805 | 341.61 | 0.57 | 1.14 | 1 SHEE | 62.3 | 85.8494 | 48.9342 | 97.8683 | 439.4783
346 |  | TRX1: DIFFUSER CFM: 265 SIZE: 10X6 | EA | 1 | 181 | 174.665 | 174.665 | 0.53 | 0.53 | 1 SHEE | 62.3 | 85.8494 | 45.5002 | 45.5002 | 220.1652
347 |  | TRX1: DIFFUSER CFM: 340 SIZE: 12X8 | EA | 1 | 177 | 170.805 | 170.805 | 0.57 | 0.57 | 1 SHEE | 62.3 | 85.8494 | 48.9342 | 48.9342 | 219.7392
348 |  | TRX1: DIFFUSER CFM: 340 SIZE: 12X8 | EA | 1 | 177 | 170.805 | 170.805 | 0.57 | 0.57 | 1 SHEE | 62.3 | 85.8494 | 48.9342 | 48.9342 | 219.7392
349 |  | NEW CEILING MOUNTED GRILLE OR DIFFUSERS (SIZE & TYPE NOT MENTION) | EA | 15 | 23.5 | 22.6775 | 340.1625 | 0.307 | 4.605 | 1 SHEE | 62.3 | 85.8494 | 26.3558 | 395.3365 | 735.499
350 |  | SF: NEW CEILING DIFFUSER CFM: 245 | EA | 1 | 166 | 160.19 | 160.19 | 0.498 | 0.498 | 1 SHEE | 62.3 | 85.8494 | 42.753 | 42.753 | 202.943
351 |  | SF: NEW CEILING DIFFUSER CFM: 34 | EA | 1 | 166 | 160.19 | 160.19 | 0.498 | 0.498 | 1 SHEE | 62.3 | 85.8494 | 42.753 | 42.753 | 202.943
352 |  | KXE-12X8-400 CFM | EA | 1 | 177 | 170.805 | 170.805 | 0.57 | 0.57 | 1 SHEE | 62.3 | 85.8494 | 48.9342 | 48.9342 | 219.7392
353 |  | TXE-8X6-200 CFM | EA | 1 | 172.5 | 166.4625 | 166.4625 | 0.53 | 0.53 | 1 SHEE | 62.3 | 85.8494 | 45.5002 | 45.5002 | 211.9627
354 |  | TXF-8X6-200 CFM | EA | 1 | 172.5 | 166.4625 | 166.4625 | 0.53 | 0.53 | 1 SHEE | 62.3 | 85.8494 | 45.5002 | 45.5002 | 211.9627
355 |  | KXF-12X8-400 CFM | EA | 1 | 177 | 170.805 | 170.805 | 0.57 | 0.57 | 1 SHEE | 62.3 | 85.8494 | 48.9342 | 48.9342 | 219.7392
356 |  | KX1-18X18-2250 CFM | EA | 1 | 222 | 214.23 | 214.23 | 0.803 | 0.803 | 1 SHEE | 62.3 | 85.8494 | 68.9371 | 68.9371 | 283.1671
357 |  | KXD-12X8-400 CFM | EA | 1 | 177 | 170.805 | 170.805 | 0.57 | 0.57 | 1 SHEE | 62.3 | 85.8494 | 48.9342 | 48.9342 | 219.7392
358 |  | TXD-8X6-200 CFM | EA | 1 | 172.5 | 166.4625 | 166.4625 | 0.53 | 0.53 | 1 SHEE | 62.3 | 85.8494 | 45.5002 | 45.5002 | 211.9627
359 |  | TXG-12X8-400 CFM | EA | 1 | 177 | 170.805 | 170.805 | 0.57 | 0.57 | 1 SHEE | 62.3 | 85.8494 | 48.9342 | 48.9342 | 219.7392
360 |  | DXB-12"DIA- 1000 CFM | EA | 1 | 145 | 139.925 | 139.925 | 0.523 | 0.523 | 1 SHEE | 62.3 | 85.8494 | 44.8992 | 44.8992 | 184.8242
361 |  | DXB-12" DIA 800 CFM | EA | 1 | 145 | 139.925 | 139.925 | 0.523 | 0.523 | 1 SHEE | 62.3 | 85.8494 | 44.8992 | 44.8992 | 184.8242
362 |  | KXB-8X6-200 CFM | EA | 1 | 172.5 | 166.4625 | 166.4625 | 0.53 | 0.53 | 1 SHEE | 62.3 | 85.8494 | 45.5002 | 45.5002 | 211.9627
363 |  | TXB-6X6-100 CFM | EA | 1 | 166 | 160.19 | 160.19 | 0.498 | 0.498 | 1 SHEE | 62.3 | 85.8494 | 42.753 | 42.753 | 202.943
364 |  | KXA-8X6-200 CFM | EA | 1 | 172.5 | 166.4625 | 166.4625 | 0.53 | 0.53 | 1 SHEE | 62.3 | 85.8494 | 45.5002 | 45.5002 | 211.9627
365 |  | TXA-6X6-100 CFM | EA | 1 | 166 | 160.19 | 160.19 | 0.498 | 0.498 | 1 SHEE | 62.3 | 85.8494 | 42.753 | 42.753 | 202.943
366 |  | DXA-12" DIA -1000 CFM | EA | 1 | 145 | 139.925 | 139.925 | 0.523 | 0.523 | 1 SHEE | 62.3 | 85.8494 | 44.8992 | 44.8992 | 184.8242
367 |  | DXA-12"DIA-800 CFM | EA | 1 | 145 | 139.925 | 139.925 | 0.523 | 0.523 | 1 SHEE | 62.3 | 85.8494 | 44.8992 | 44.8992 | 184.8242
368 |  | DXD-12"DIA-100 CFM | EA | 1 | 145 | 139.925 | 139.925 | 0.523 | 0.523 | 1 SHEE | 62.3 | 85.8494 | 44.8992 | 44.8992 | 184.8242
369 |  | DXD-12"DIA-800 CFM | EA | 1 | 145 | 139.925 | 139.925 | 0.523 | 0.523 | 1 SHEE | 62.3 | 85.8494 | 44.8992 | 44.8992 | 184.8242
370 |  | TXC-6X6-100 CFM | EA | 1 | 166 | 160.19 | 160.19 | 0.498 | 0.498 | 1 SHEE | 62.3 | 85.8494 | 42.753 | 42.753 | 202.943
371 |  | DXC-12"DIA-100 CFM | EA | 1 | 145 | 139.925 | 139.925 | 0.523 | 0.523 | 1 SHEE | 62.3 | 85.8494 | 44.8992 | 44.8992 | 184.8242
372 |  | DXC-12"DIA 800 CFM | EA | 1 | 145 | 139.925 | 139.925 | 0.523 | 0.523 | 1 SHEE | 62.3 | 85.8494 | 44.8992 | 44.8992 | 184.8242
373 |  | KXC-8X6-200 CFM | EA | 1 | 172.5 | 166.4625 | 166.4625 | 0.53 | 0.53 | 1 SHEE | 62.3 | 85.8494 | 45.5002 | 45.5002 | 211.9627
374 |  | TX1-16X16-1525 CFM | EA | 1 | 207 | 199.755 | 199.755 | 0.73 | 0.73 | 1 SHEE | 62.3 | 85.8494 | 62.6701 | 62.6701 | 262.4251
375 |  | TRX1-12X8-500 CFM | EA | 1 | 177 | 170.805 | 170.805 | 0.57 | 0.57 | 1 SHEE | 62.3 | 85.8494 | 48.9342 | 48.9342 | 219.7392
376 |  | TRX1-12X8-460 CFM | EA | 1 | 177 | 170.805 | 170.805 | 0.57 | 0.57 | 1 SHEE | 62.3 | 85.8494 | 48.9342 | 48.9342 | 219.7392
377 |  | OA1-18X18- 2270 CFM | EA | 1 | 222 | 214.23 | 214.23 | 0.803 | 0.803 | 1 SHEE | 62.3 | 85.8494 | 68.9371 | 68.9371 | 283.1671
378 |  | OA1-18X16- 2045 CFM | EA | 1 | 215 | 207.475 | 207.475 | 0.767 | 0.767 | 1 SHEE | 62.3 | 85.8494 | 65.8465 | 65.8465 | 273.3215
379 |  | KXF-1-2250 CFM | EA | 1 | 172.5 | 166.4625 | 166.4625 | 0.53 | 0.53 | 1 SHEE | 62.3 | 85.8494 | 45.5002 | 45.5002 | 211.9627
380 |  | DXD-12" DIA 1000 CFM | EA | 1 | 145 | 139.925 | 139.925 | 0.523 | 0.523 | 1 SHEE | 62.3 | 85.8494 | 44.8992 | 44.8992 | 184.8242
381 |  | DXB-12" DIA 1000 CFM | EA | 1 | 145 | 139.925 | 139.925 | 0.523 | 0.523 | 1 SHEE | 62.3 | 85.8494 | 44.8992 | 44.8992 | 184.8242
382 |  | DXA12" DIA 1000 CFM | EA | 1 | 145 | 139.925 | 139.925 | 0.523 | 0.523 | 1 SHEE | 62.3 | 85.8494 | 44.8992 | 44.8992 | 184.8242
383 |  | TRX1-12X8-500 CFM | EA | 1 | 177 | 170.805 | 170.805 | 0.57 | 0.57 | 1 SHEE | 62.3 | 85.8494 | 48.9342 | 48.9342 | 219.7392
384 |  | OA1-18X18-2270 CFM | EA | 1 | 222 | 214.23 | 214.23 | 0.803 | 0.803 | 1 SHEE | 62.3 | 85.8494 | 68.9371 | 68.9371 | 283.1671
385 |  | KX1-18X18-2250 CFM | EA | 1 | 222 | 214.23 | 214.23 | 0.803 | 0.803 | 1 SHEE | 62.3 | 85.8494 | 68.9371 | 68.9371 | 283.1671
386 |  | TX1-16X16-1525 CFM | EA | 1 | 207 | 199.755 | 199.755 | 0.73 | 0.73 | 1 SHEE | 62.3 | 85.8494 | 62.6701 | 62.6701 | 262.4251
387 |  | DXC-12" DIA -1000 CFM | EA | 1 | 145 | 139.925 | 139.925 | 0.523 | 0.523 | 1 SHEE | 62.3 | 85.8494 | 44.8992 | 44.8992 | 184.8242
[6 empty] | 0 | 0 |  | 0 |  |  | 0 | 0 | 0 | 0
|  | EQUIPMENT |  |  |  | 0 | 0 |  | 0 |  |  | 0 | 0 | 0 | 0
388 | M100-M110 | PTAC: 1.5 TONS MFR: ICE AIR MODEL:: EZ | EA | 3 | 2156 | 2080.54 | 6241.62 | 4 | 12 | Q-5 | 59 | 81.302 | 325.208 | 975.624 | 7217.244
389 |  | PTAC: 0.5 TONS MFR: ICE AIR MODEL:: EZ | EA | 2 | 865 | 834.725 | 1669.45 | 2.661 | 5.322 | Q-5 | 59 | 81.302 | 216.3446 | 432.6892 | 2102.1392
390 |  | PTAC: 0.75 TONS MFR: ICE AIR MODEL:: EZ | EA | 4 | 1175 | 1133.875 | 4535.5 | 2.915 | 11.66 | Q-5 | 59 | 81.302 | 236.9953 | 947.9813 | 5483.4813
391 |  | PTAC: 1 TONS MFR: ICE AIR MODEL:: EZ | EA | 2 | 1975 | 1905.875 | 3811.75 | 3.051 | 6.102 | Q-5 | 59 | 81.302 | 248.0524 | 496.1048 | 4307.8548
[6 empty] | 0 | 0 |  | 0 |  |  | 0 | 0 | 0 | 0
|  | CONDENSING UNITS |  |  |  | 0 | 0 |  | 0 |  |  | 0 | 0 | 0 | 0
392 | M100-M110 | AC: NEW EVAPORATOR 0.75 TONS MODEL: ARNU363B8A4 | EA | 19 | 725 | 699.625 | 13292.875 | 2.25 | 42.75 | Q-5 | 59 | 81.302 | 182.9295 | 3475.6605 | 16768.5355
393 |  | AC: NEW EVAPORATOR 0.5 TONS MODEL: ARNU243M2A4 | EA | 6 | 485 | 468.025 | 2808.15 | 1.5 | 9 | Q-5 | 59 | 81.302 | 121.953 | 731.718 | 3539.868
394 |  | AC: NEW EVAPORATOR 1.5 TONS MFR: ARNU093M1A4 | EA | 5 | 1450 | 1399.25 | 6996.25 | 4.5 | 22.5 | Q-5 | 59 | 81.302 | 365.859 | 1829.295 | 8825.545
395 |  | AC: CONDENSING UNIT 1 TONS AC: NEW EVAPORATOR 1.5 TONS MFR: ARNU093M1A4 | EA | 6 | 2900 | 2798.5 | 16791 | 22.881 | 137.286 | Q-5 | 59 | 81.302 | 1860.2711 | 11161.6264 | 27952.6264
396 |  | ACCU: CONDENSING UNIT 2.0 TONS MODEL: ARUM192BTE5 | EA | 4 | 1935 | 1867.275 | 7469.1 | 6 | 24 | Q-5 | 59 | 81.302 | 487.812 | 1951.248 | 9420.348
397 |  | ACCU-BB: CONDENSING UNIT 6.0 TONS MODEL: ARUM048GSS5 | EA | 1 | 5125 | 4945.625 | 4945.625 | 30.932 | 30.932 | Q-5 | 59 | 81.302 | 2514.8335 | 2514.8335 | 7460.4585
398 |  | ACCU: CONDENSING UNIT 16.0 TONS MODEL: ARUM192BTE5 | EA | 2 | 14000 | 13510 | 27020 | 45.767 | 91.534 | Q-6 | 61.18 | 84.306 | 3858.4345 | 7716.8691 | 34736.8691
399 |  | AC: CONDENSING UNIT 0.5 TONS MFR: ARNU093M1A4 | EA | 2 | 485 | 468.025 | 936.05 | 1.5 | 3 | Q-5 | 59 | 81.302 | 121.953 | 243.906 | 1179.956
400 |  | AC: CONDENSING UNIT1.5 TONS MFR: ARNU093M1A4 | EA | 2 | 1450 | 1399.25 | 2798.5 | 4.5 | 9 | Q-5 | 59 | 81.302 | 365.859 | 731.718 | 3530.218
401 |  | AC: CONDENSING UNIT 0.75 TONS MFR: ARNU093M1A4 | EA | 6 | 725 | 699.625 | 4197.75 | 2.25 | 13.5 | Q-5 | 59 | 81.302 | 182.9295 | 1097.577 | 5295.327
402 |  | AC: CONDENSING UNIT 1 TONS MFR: ARNU093M1A4 | EA | 2 | 965 | 931.225 | 1862.45 | 3 | 6 | Q-5 | 59 | 81.302 | 243.906 | 487.812 | 2350.262
[6 empty] | 0 | 0 |  | 0 |  |  | 0 | 0 | 0 | 0
|  | FANS |  |  |  | 0 | 0 |  | 0 |  |  | 0 | 0 | 0 | 0
403 | M100-M110 | PGX1: NEW FANS CFM: 4360 SIZE: 24X24 MODEL: SQ-160 | EA | 3 | 2000.41 | 1930.3956 | 5791.1869 | 3.5 | 10.5 | Q-5 | 59 | 81.302 | 284.557 | 853.671 | 6644.8579
404 |  | PGX2: NEW DIFFUSER CFM: 260 MODEL: SQ80VG | EA | 1 | 1443.14 | 1392.6301 | 1392.6301 | 2.75 | 2.75 | Q-5 | 59 | 81.302 | 223.5805 | 223.5805 | 1616.2106
405 |  | MUAF1: CFM: 3701 MODEL: SQ-16-M2-VG | EA | 1 | 2484 | 2397.06 | 2397.06 | 3.785 | 3.785 | Q-5 | 59 | 81.302 | 307.7281 | 307.7281 | 2704.7881
[6 empty] | 0 | 0 |  | 0 |  |  | 0 | 0 | 0 | 0
|  | ERV |  |  |  | 0 | 0 |  | 0 |  |  | 0 | 0 | 0 | 0
406 | M100-M110 | DOAS1: NEW ERV CFM: 1300 | EA | 1 | 980 | 945.7 | 945.7 | 3 | 3 | Q-5 | 59 | 81.302 | 243.906 | 243.906 | 1189.606
|  | ALLOWANCE |  |  |  | 0 | 0 |  | 0 |  |  | 0 | 0 | 0 | 0
407 |  | ALLOWANCE PROVIDED FOR MECHANICAL, HVAC DUCTING, PIPING & FITTINGS AREA: 69519 SF | LS | 1 | 227400 | 219441 | 219441 | 1860 | 1860 | Q-5 | 59 | 81.302 | 151221.72 | 151221.72 | 370662.72
[9 empty] | 0 |  |  | 0
| DIV. 26 | ELECTRICAL | SUBTOTAL MATERIAL |  |  | 864289.3833 | 0 |  | SUBTOTAL LABOR |  |  |  | 407773.0426 | 0 | 1272062.4259 | 1785523.9985
[6 empty] | 0 | 0 |  | 0 |  |  | 0 | 0 | 0 | 0
|  | LIGHTING FIXTURES |  |  |  | 0 | 0 |  | 0 |  |  | 0 | 0 | 0 | 0
408 | E-100 TO E-208, FA-100 TO FA-108 | 1'-4" DIA RECESSED LIGHT W/EMERGENCY CIRCUIT.FIXTURES SHOULD BE LIGHTED CONT. W/INTEGRAL BATTERY PACKS | EA | 2 | 520 | 501.8 | 1003.6 | 1 | 2 | 1 ELEC | 61.3 | 84.4714 | 84.4714 | 168.9428 | 1172.5428
409 |  | 1'-4" DIA RECESSED LIGHTS | EA | 70 | 440 | 424.6 | 29722 | 1 | 70 | 1 ELEC | 61.3 | 84.4714 | 84.4714 | 5912.998 | 35634.998
410 |  | 1'-6" x 1'-0" LIGHT FIXTURE | EA | 1 | 158 | 152.47 | 152.47 | 1.25 | 1.25 | 1 ELEC | 61.3 | 84.4714 | 105.5892 | 105.5892 | 258.0593
411 |  | 2'-0" X 1'-0" LIGHT FIXTURE | EA | 6 | 210.6667 | 203.2933 | 1219.76 | 1.42 | 8.52 | 1 ELEC | 61.3 | 84.4714 | 119.9494 | 719.6963 | 1939.4563
412 |  | 3'-0" X 1'-0" LIGHT FIXTURE | EA | 4 | 316 | 304.94 | 1219.76 | 1.5 | 6 | 1 ELEC | 61.3 | 84.4714 | 126.7071 | 506.8284 | 1726.5884
413 |  | 4" DIA CEILING MOUNTED LIGHT FIXTURE | EA | 27 | 105 | 101.325 | 2735.775 | 1 | 27 | 1 ELEC | 61.3 | 84.4714 | 84.4714 | 2280.7278 | 5016.5028
414 |  | 4" DIA RECESSED LIGHT W/EMERGENCY CIRCUIT.FIXTURES SHOULD BE LIGHTED CONT. W/INTEGRAL BATTERY PACKS | EA | 9 | 130 | 125.45 | 1129.05 | 1 | 9 | 1 ELEC | 61.3 | 84.4714 | 84.4714 | 760.2426 | 1889.2926
415 |  | 4'-0" x 1'-0" LIGHT FIXTURE | EA | 23 | 421.3333 | 406.5867 | 9351.4933 | 1.6 | 36.8 | 1 ELEC | 61.3 | 84.4714 | 135.1542 | 3108.5475 | 12460.0409
416 |  | 4.5" DIA TRIMLESS RECESSED LIGHTS MFR: BEGA | EA | 583 | 205 | 197.825 | 115331.975 | 1 | 583 | 1 ELEC | 61.3 | 84.4714 | 84.4714 | 49246.8262 | 164578.8012
417 |  | OUTDOOR WALL SCONCE DESC: MIMIK 20 A60/W EM3P-BLACK MFR: MIMIK | EA | 4 | 320 | 308.8 | 1235.2 | 1.25 | 5 | 1 ELEC | 61.3 | 84.4714 | 105.5892 | 422.357 | 1657.557
418 |  | INDOOR PARKING GARAGE LIGHTS DESC: VCPG LED V4 P4 40K 70CRI T5M MVOLT SRM SNAXD MFR: LITHONIA LIGHTING | EA | 12 | 770 | 743.05 | 8916.6 | 1.25 | 15 | 1 ELEC | 61.3 | 84.4714 | 105.5892 | 1267.071 | 10183.671
|  | NOTE: ALL OCCUPANCY SENSORS SHALL AUTOMATICALLY TURN OFF LIGHTS WITHIN ITS DESIGNATED AREA WITHIN 20 MINUTES AFTER ALL OCCUPANTS HAVE LEFT THE SPACE PER IECC C405.2.1.1 MANUAL CONTROLS SHALL BE PROVIDED TO ALLOW OCCUPANTS TO TURN OFF LIGHTS. |  |  |  | 0 | 0 |  | 0 |  |  | 0 | 0 | 0 | 0
[6 empty] | 0 | 0 |  | 0 |  |  | 0 | 0 | 0 | 0
|  | RECEPTACLE |  |  |  | 0 | 0 |  | 0 |  |  | 0 | 0 | 0 | 0
419 | E-100 TO E-208 | DUPLEX CONVENIENCE RECEPTACLE | EA | 757 | 99 | 95.535 | 72319.995 | 0.597 | 451.929 | 1 ELEC | 61.3 | 84.4714 | 50.4294 | 38175.0753 | 110495.0703
420 |  | GFI RECEPTACLE | EA | 169 | 120 | 115.8 | 19570.2 | 0.599 | 101.231 | 1 ELEC | 61.3 | 84.4714 | 50.5984 | 8551.1243 | 28121.3243
421 |  | WATER PROOF GFI RECEPTACLE | EA | 12 | 122 | 117.73 | 1412.76 | 0.599 | 7.188 | 1 ELEC | 61.3 | 84.4714 | 50.5984 | 607.1804 | 2019.9404
[6 empty] | 0 | 0 |  | 0 |  |  | 0 | 0 | 0 | 0
|  | SWITCHES |  |  |  | 0 | 0 |  | 0 |  |  | 0 | 0 | 0 | 0
422 | E-100 TO E-208, FA-100 TO FA-108 | 20A 3-WAY TOGGLE SWITCH U.O.N | EA | 100 | 28.5 | 27.5025 | 2750.25 | 0.563 | 56.3 | 1 ELEC | 61.3 | 84.4714 | 47.5574 | 4755.7398 | 7505.9898
423 |  | 20A SPST TOGGLE SWITCH U.O.N | EA | 238 | 12.5 | 12.0625 | 2870.875 | 0.465 | 110.67 | 1 ELEC | 61.3 | 84.4714 | 39.2792 | 9348.4498 | 12219.3248
424 |  | ONE WAY OCCUPANCY SENSOR SWITCH | EA | 28 | 75 | 72.375 | 2026.5 | 1.142 | 31.976 | 1 ELEC | 61.3 | 84.4714 | 96.4663 | 2701.0575 | 4727.5575
425 |  | FUSED DISCONNECT SWITCH | EA | 1 | 183 | 176.595 | 176.595 | 0.75 | 0.75 | 1 ELEC | 61.3 | 84.4714 | 63.3535 | 63.3535 | 239.9485
426 |  | TAMPER SWITCH | EA | 49 | 130 | 125.45 | 6147.05 | 1 | 49 | 1 ELEC | 61.3 | 84.4714 | 84.4714 | 4139.0986 | 10286.1486
427 |  | WATER FLOW SWITCH | EA | 35 | 250 | 241.25 | 8443.75 | 1.122 | 39.27 | 1 ELEC | 61.3 | 84.4714 | 94.7769 | 3317.1919 | 11760.9419
[6 empty] | 0 | 0 |  | 0 |  |  | 0 | 0 | 0 | 0
|  | SENSORS/ DETECTORS |  |  |  | 0 | 0 |  | 0 |  |  | 0 | 0 | 0 | 0
428 | E-100 TO E-208, FA-100 TO FA-108 | CEILING MOUNTED OCCUPANCY SENSOR | EA | 136 | 105 | 101.325 | 13780.2 | 1.142 | 155.312 | 1 ELEC | 61.3 | 84.4714 | 96.4663 | 13119.4221 | 26899.6221
429 |  | COMBINATION OF SMOKE AND CO DETECTOR | EA | 10 | 140 | 135.1 | 1351 | 1.289 | 12.89 | 1 ELEC | 61.3 | 84.4714 | 108.8836 | 1088.8363 | 2439.8363
430 |  | PHOTOCELL SENSORS FOR DAYLIGHT SHUTOFF | EA | 9 | 168 | 162.12 | 1459.08 | 1.003 | 9.027 | 1 ELEC | 61.3 | 84.4714 | 84.7248 | 762.5233 | 2221.6033
431 |  | CARBON MONOXIDE ALARM | EA | 7 | 120 | 115.8 | 810.6 | 1.289 | 9.023 | 1 ELEC | 61.3 | 84.4714 | 108.8836 | 762.1854 | 1572.7854
432 |  | CEILING MOUNTED AREA SMOKE DETECTOR | EA | 11 | 105 | 101.325 | 1114.575 | 1.289 | 14.179 | 1 ELEC | 61.3 | 84.4714 | 108.8836 | 1197.72 | 2312.295
433 |  | CEILING MOUNTED ELEVATOR LOBBY SMOKE DETECTOR | EA | 17 | 110 | 106.15 | 1804.55 | 1.289 | 21.913 | 1 ELEC | 61.3 | 84.4714 | 108.8836 | 1851.0218 | 3655.5718
434 |  | HEAT DETECTOR | EA | 1 | 95 | 91.675 | 91.675 | 1.289 | 1.289 | 1 ELEC | 61.3 | 84.4714 | 108.8836 | 108.8836 | 200.5586
|  | NOTE: ALL SMOKE ALARM ARE WIRED TO A SINGLE, CONTINOUS NON SWITCHED POWER LINE , WHICH IS NOT PROTECTED BY A GROUND FAULT INTERRUPTER.ALL SMOKE ALARMS IN A TENDEM INSTALLATION MUST BE CONTROLLED BY THE SAME FUSE OR CIRCUIT BREAKER. OTHERWISE TENDOM UNIT WILL NOT OPERATE. |  |  |  | 0 | 0 |  | 0 |  |  | 0 | 0 | 0 | 0
[6 empty] | 0 | 0 |  | 0 |  |  | 0 | 0 | 0 | 0
|  | PANELBOARD |  |  |  | 0 | 0 |  | 0 |  |  | 0 | 0 | 0 | 0
435 | E-100 TO E-208 | HP-1: HOUSE PANELBOARD NOTE: NO SPECS ARE GIVEN | EA | 1 | 1250 | 1206.25 | 1206.25 | 12.525 | 12.525 | 1 ELEC | 61.3 | 84.4714 | 1058.0043 | 1058.0043 | 2264.2543
436 |  | HP-2: HOUSE PANELBOARD NOTE: NO SPECS ARE GIVEN | EA | 1 | 1250 | 1206.25 | 1206.25 | 12.525 | 12.525 | 1 ELEC | 61.3 | 84.4714 | 1058.0043 | 1058.0043 | 2264.2543
437 |  | HP-R: HOUSE PANELBOARD NOTE: NO SPECS ARE GIVEN | EA | 1 | 1250 | 1206.25 | 1206.25 | 12.525 | 12.525 | 1 ELEC | 61.3 | 84.4714 | 1058.0043 | 1058.0043 | 2264.2543
438 |  | MDP: MAIN DISTRIBUTION PANEL FOR HOUSE LOADS RATED FOR 600A, 3PH | EA | 1 | 4200 | 4053 | 4053 | 24.52 | 24.52 | 2 ELEC | 61.3 | 84.4714 | 2071.2387 | 2071.2387 | 6124.2387
439 |  | RP-1: ELECTRIC PANELBOARD NOTE: NO SPECS ARE GIVEN | EA | 1 | 1900 | 1833.5 | 1833.5 | 14.545 | 14.545 | 1 ELEC | 61.3 | 84.4714 | 1228.6365 | 1228.6365 | 3062.1365
440 |  | RP-2: ELECTRIC PANELBOARD NOTE: NO SPECS ARE GIVEN | EA | 1 | 1900 | 1833.5 | 1833.5 | 14.545 | 14.545 | 1 ELEC | 61.3 | 84.4714 | 1228.6365 | 1228.6365 | 3062.1365
441 |  | RP-3: ELECTRIC PANELBOARD NOTE: NO SPECS ARE GIVEN | EA | 1 | 1900 | 1833.5 | 1833.5 | 14.545 | 14.545 | 1 ELEC | 61.3 | 84.4714 | 1228.6365 | 1228.6365 | 3062.1365
442 |  | RP-4: ELECTRIC PANELBOARD NOTE: NO SPECS ARE GIVEN | EA | 1 | 1900 | 1833.5 | 1833.5 | 14.545 | 14.545 | 1 ELEC | 61.3 | 84.4714 | 1228.6365 | 1228.6365 | 3062.1365
[6 empty] | 0 | 0 |  | 0 |  |  | 0 | 0 | 0 | 0
|  | APARTMENTS LOAD CENTERS |  |  |  | 0 | 0 |  | 0 |  |  | 0 | 0 | 0 | 0
443 | E-100 TO E-208 | AP-X1: APARTMENT LOAD CENTER | EA | 5 | 1520 | 1466.8 | 7334 | 10.525 | 52.625 | 1 ELEC | 61.3 | 84.4714 | 889.0615 | 4445.3074 | 11779.3074
444 |  | AP-XA: APARTMENT LOAD CENTER | EA | 5 | 1520 | 1466.8 | 7334 | 10.525 | 52.625 | 1 ELEC | 61.3 | 84.4714 | 889.0615 | 4445.3074 | 11779.3074
445 |  | AP-XB: APARTMENT LOAD CENTER | EA | 5 | 1520 | 1466.8 | 7334 | 10.525 | 52.625 | 1 ELEC | 61.3 | 84.4714 | 889.0615 | 4445.3074 | 11779.3074
446 |  | AP-XC: APARTMENT LOAD CENTER | EA | 5 | 1520 | 1466.8 | 7334 | 10.525 | 52.625 | 1 ELEC | 61.3 | 84.4714 | 889.0615 | 4445.3074 | 11779.3074
447 |  | AP-XD: APARTMENT LOAD CENTER | EA | 5 | 1520 | 1466.8 | 7334 | 10.525 | 52.625 | 1 ELEC | 61.3 | 84.4714 | 889.0615 | 4445.3074 | 11779.3074
448 |  | AP-XE: APARTMENT LOAD CENTER | EA | 5 | 1520 | 1466.8 | 7334 | 10.525 | 52.625 | 1 ELEC | 61.3 | 84.4714 | 889.0615 | 4445.3074 | 11779.3074
449 |  | AP-XF: APARTMENT LOAD CENTER | EA | 5 | 1520 | 1466.8 | 7334 | 10.525 | 52.625 | 1 ELEC | 61.3 | 84.4714 | 889.0615 | 4445.3074 | 11779.3074
|  | NOTE: ALL APARTMENT LOAD CENTERS ARE RATED FOR 120/208 VOLTS, SINGLE PHASE, 125 AMP MLO, 30 POLE. |  |  |  | 0 | 0 |  | 0 |  |  | 0 | 0 | 0 | 0
[6 empty] | 0 | 0 |  | 0 |  |  | 0 | 0 | 0 | 0
|  | MISC. |  |  |  | 0 | 0 |  | 0 |  |  | 0 | 0 | 0 | 0
450 | E-100 TO E-208, FA-100 TO FA-108 | 120/208 VOLTS, 3 PHASE, 2000AMPS PSEG SERVICE END BOX FED FROM PSEG TRANSFORMER | EA | 1 | 38500 | 37152.5 | 37152.5 | 28.525 | 28.525 | R-3 | 70.57 | 97.2455 | 2773.9267 | 2773.9267 | 39926.4267
451 |  | 1000KVA TRANSFORMER | EA | 1 | 103150 | 99539.75 | 99539.75 | 76.923 | 76.923 | R-3 | 70.57 | 97.2455 | 7480.4125 | 7480.4125 | 107020.1625
452 |  | AC INDOOR MOTORS AS NOTED W/LIQUID TIGHT FLEXIBLE CONNECTION W/JUNCTION BOX AND MOTOR SWITCH | EA | 73 | 240 | 231.6 | 16906.8 | 3.333 | 243.309 | 1 ELEC | 61.3 | 84.4714 | 281.5432 | 20552.6519 | 37459.4519
453 |  | AC OUTDOOR UNIT MOTOR AS NOTED W/CONTROLLER W/DISCONNECT SWITCH W/WEATHER PROOF | EA | 8 | 320 | 308.8 | 2470.4 | 3.875 | 31 | 1 ELEC | 61.3 | 84.4714 | 327.3267 | 2618.6134 | 5089.0134
454 |  | 2'-8" x 4'-0" CT CABINET W/1600A MFR: MILLBANK MODEL: AMRM-1634 OR EQ. | EA | 1 | 5650 | 5452.25 | 5452.25 | 12.335 | 12.335 | 1 ELEC | 61.3 | 84.4714 | 1041.9547 | 1041.9547 | 6494.2047
455 |  | COMMERCIAL STACKED METERS, 200A, 3PH EACH. THREE PHASE IN/THREE PHASE OUT. SIEMENS W3MM3200U OR EQ. | EA | 2 | 3200 | 3088 | 6176 | 10.741 | 21.482 | 1 ELEC | 61.3 | 84.4714 | 907.3073 | 1814.6146 | 7990.6146
456 |  | DATA OUTLET NOTE: DATA OUTLET TO BE PROVIDED W/1" CONDUIT U.O.N TO H.C AND TERMINATED WITH 90 DEGREE ELBOW AND BUSHING.TEL/DATA OUTLET PLATE SHALL BE PROVIDED W/1-1/4" DIA GROMMETED OPENING. | EA | 6 | 95 | 91.675 | 550.05 | 1.003 | 6.018 | 1 ELEC | 61.3 | 84.4714 | 84.7248 | 508.3489 | 1058.3989
457 |  | DUPLEX PUMP W/0.5,0.5 HP RATING | EA | 1 | 685 | 661.025 | 661.025 | 3.448 | 3.448 | 1 ELEC | 61.3 | 84.4714 | 291.2574 | 291.2574 | 952.2824
458 |  | DUPLEX PUMP W/5, 5, 2 HP RATINGS | EA | 1 | 4125 | 3980.625 | 3980.625 | 12.328 | 12.328 | 1 ELEC | 61.3 | 84.4714 | 1041.3634 | 1041.3634 | 5021.9884
459 |  | FIRE ALARM FUSE #1.CUT OUT DISCONNECT SWITCH AND METER | EA | 1 | 1320 | 1273.8 | 1273.8 | 4.552 | 4.552 | 1 ELEC | 61.3 | 84.4714 | 384.5138 | 384.5138 | 1658.3138
460 |  | FIRE PUMP METER | EA | 1 | 1160 | 1119.4 | 1119.4 | 3.875 | 3.875 | 1 ELEC | 61.3 | 84.4714 | 327.3267 | 327.3267 | 1446.7267
461 |  | HOUSE METER | EA | 1 | 465 | 448.725 | 448.725 | 3.625 | 3.625 | 1 ELEC | 61.3 | 84.4714 | 306.2088 | 306.2088 | 754.9338
462 |  | JUNCTION BOX | EA | 46 | 190 | 183.35 | 8434.1 | 2.997 | 137.862 | 1 ELEC | 61.3 | 84.4714 | 253.1608 | 11645.3961 | 20079.4961
463 |  | METER BANK FOR RESIDENTIAL RATED FOR 600 AMPS EACH ,120/208V, 3 PHASE, 4 WIRES INPUT AND SINGLE PHASE OUTLET .PROVIDE EACH W/100 AMP, 2 POLE BREAKERS ( METER BANK COVERS 45 RESIDENTIAL METERS) | EA | 2 | 2720 | 2624.8 | 5249.6 | 13.525 | 27.05 | 1 ELEC | 61.3 | 84.4714 | 1142.4757 | 2284.9514 | 7534.5514
464 |  | NATURAL GAS GENERATOR 350KW W/ LEVEL 2 SOUND ATTENUATED STAINLESS STEEL ENCLOSURE OF 2765LBS WEIGHT. FINAL SIZE TBD NOTE: GENERATOR CONTROL PANEL AND CIRCUIT BREAKER SHALL BE FURNISHED AND MOUNTED BY GENERATOR MANUFACTURER INSIDE GENERATOR ENCLOSURE. | EA | 1 | 120000 | 115800 | 115800 | 168 | 168 | R-13 | 64.91 | 89.446 | 15026.9246 | 15026.9246 | 130826.9246
465 |  | NON FUSED DISCONNECT SWITCH AMPERAGE | EA | 1 | 183 | 176.595 | 176.595 | 0.75 | 0.75 | 1 ELEC | 61.3 | 84.4714 | 63.3535 | 63.3535 | 239.9485
466 |  | RESIDENTIAL SERVICE SWITCH #3 RATED FOR 600A FUSE/600A SWITCH, 3PH EACH. SIEMENS HF 366N OR EQ. | EA | 1 | 6175 | 5958.875 | 5958.875 | 13.525 | 13.525 | 1 ELEC | 61.3 | 84.4714 | 1142.4757 | 1142.4757 | 7101.3507
467 |  | SERVICE SWITCH #5 FOR HOUSE (SIEMENS HF 366N OF EQ.) RATED FOR 600A FUSE/600A SWITCH | EA | 1 | 6175 | 5958.875 | 5958.875 | 13.525 | 13.525 | 1 ELEC | 61.3 | 84.4714 | 1142.4757 | 1142.4757 | 7101.3507
468 |  | SERVICE SWITCH #6 FOR COMMERCIAL LOADS RATED FOR 800A, 120/208V, 3PH (SIEMENS HF 366N OF EQ.) | EA | 1 | 7650 | 7382.25 | 7382.25 | 16.5255 | 16.5255 | 1 ELEC | 61.3 | 84.4714 | 1395.9321 | 1395.9321 | 8778.1821
469 |  | SERVICE SWITCH#2 SWITCHBOARD FOR FIRE PUMP RATED FOR 1200 A FUSE/1200 A SWITCH | EA | 1 | 14000 | 13510 | 13510 | 24.056 | 24.056 | 1 ELEC | 61.3 | 84.4714 | 2032.044 | 2032.044 | 15542.044
470 |  | TRASH COMPACTOR | EA | 1 | 1800 | 1737 | 1737 | 3.845 | 3.845 | 1 ELEC | 61.3 | 84.4714 | 324.7925 | 324.7925 | 2061.7925
471 |  | FACP: FIRE ALARM CONTROL PANEL | EA | 1 | 1250 | 1206.25 | 1206.25 | 8.525 | 8.525 | 1 ELEC | 61.3 | 84.4714 | 720.1187 | 720.1187 | 1926.3687
472 |  | ADDRESSABLE CONTROL MODULE | EA | 3 | 182 | 175.63 | 526.89 | 1.133 | 3.399 | 1 ELEC | 61.3 | 84.4714 | 95.7061 | 287.1183 | 814.0083
473 |  | FIRE ALARM COMBINATION UNIT HORN/STROBE LIGHT | EA | 88 | 137 | 132.205 | 11634.04 | 1.509 | 132.792 | 1 ELEC | 61.3 | 84.4714 | 127.4673 | 11217.1261 | 22851.1661
474 |  | FIRE ALARM COMBINATION UNIT HORN/STROBE LIGHT (WATER PROOF) | EA | 7 | 165 | 159.225 | 1114.575 | 1.509 | 10.563 | 1 ELEC | 61.3 | 84.4714 | 127.4673 | 892.2714 | 2006.8464
475 |  | FIRE ALARM MANUAL PULL STATION, WALL MOUNTED | EA | 18 | 92.5 | 89.2625 | 1606.725 | 1.333 | 23.994 | 1 ELEC | 61.3 | 84.4714 | 112.6004 | 2026.8068 | 3633.5318
476 |  | FIRE ALARM STROBE LIGHT DEVICE WALL MOUNTED | EA | 4 | 119 | 114.835 | 459.34 | 1.194 | 4.776 | 1 ELEC | 61.3 | 84.4714 | 100.8589 | 403.4354 | 862.7754
477 |  | ATS-1: NO MORE DETAIL GIVEN NOTE: MENTIONED ON FIRE ALARM PLANS | EA | 1 | 3250 | 3136.25 | 3136.25 | 16.525 | 16.525 | 1 ELEC | 61.3 | 84.4714 | 1395.8899 | 1395.8899 | 4532.1399
478 |  | FCC: NO MORE DETAIL GIVEN NOTE: MENTIONED ON FIRE ALARM PLANS | EA | 1 | 265 | 255.725 | 255.725 | 1.25 | 1.25 | 1 ELEC | 61.3 | 84.4714 | 105.5892 | 105.5892 | 361.3143
479 |  | GF: NO MORE DETAIL GIVEN NOTE: MENTIONED ON FIRE ALARM PLANS | EA | 1 | 265 | 255.725 | 255.725 | 1.25 | 1.25 | 1 ELEC | 61.3 | 84.4714 | 105.5892 | 105.5892 | 361.3143
480 |  | GR: NO MORE DETAIL GIVEN NOTE: MENTIONED ON FIRE ALARM PLANS | EA | 1 | 265 | 255.725 | 255.725 | 1.25 | 1.25 | 1 ELEC | 61.3 | 84.4714 | 105.5892 | 105.5892 | 361.3143
481 |  | GS: NO MORE DETAIL GIVEN NOTE: MENTIONED ON FIRE ALARM PLANS | EA | 2 | 265 | 255.725 | 511.45 | 1.25 | 2.5 | 1 ELEC | 61.3 | 84.4714 | 105.5892 | 211.1785 | 722.6285
482 |  | MONITOR MODULE | EA | 35 | 184 | 177.56 | 6214.6 | 1.133 | 39.655 | 1 ELEC | 61.3 | 84.4714 | 95.7061 | 3349.7134 | 9564.3134
483 |  | MOTOR CONTROLLER | EA | 2 | 46 | 44.39 | 88.78 | 0.653 | 1.306 | 1 ELEC | 61.3 | 84.4714 | 55.1598 | 110.3196 | 199.0996
484 |  | WARDEN STATION | EA | 13 | 410 | 395.65 | 5143.45 | 2.25 | 29.25 | 1 ELEC | 61.3 | 84.4714 | 190.0606 | 2470.7884 | 7614.2384
485 |  | ERV-1: NO MORE DETAIL GIVEN NOTE: MENTIONED ON ELECTRIC PLAN | EA | 1 | 460 | 443.9 | 443.9 | 2.75 | 2.75 | 1 ELEC | 61.3 | 84.4714 | 232.2963 | 232.2963 | 676.1963
[6 empty] | 0 | 0 |  | 0 |  |  | 0 | 0 | 0 | 0
|  | ALLOWANCE |  |  |  | 0 | 0 |  | 0 |  |  | 0 | 0 | 0 | 0
486 | E-100 TO E-208 | ALLOWANCE PROVIDED FOR ELECTRICAL WIRING AREA: 69519 SF | LS | 1 | 121250 | 117006.25 | 117006.25 | 1345 | 1345 | 1 ELEC | 61.3 | 84.4714 | 113614.033 | 113614.033 | 230620.283
| DIV. 31 | EARTHWORK | SUBTOTAL MATERIAL |  |  | 0 | 0 |  | SUBTOTAL LABOR |  |  |  | 330347.9714 | 0 | 330347.9714 | 471406.5552
[6 empty] | 0 | 0 |  | 0 |  |  | 0 | 0 | 0 | 0
|  | EXCAVATION |  |  |  | 0 | 0 |  | 0 |  |  | 0 | 0 | 0 | 0
487 |  | EXCAVATION PROVIDED FOR FOOTING | CY | 3556.2991 |  | 0 | 0 | 1.2735 | 4528.9469 | 1 CLAB | 42.1 | 58.0138 | 73.8806 | 262741.418 | 262741.418
[6 empty] | 0 | 0 | 0 | 0 |  |  | 0 | 0 | 0 | 0
|  | BACKFILL |  |  |  | 0 | 0 | 0 | 0 |  |  | 0 | 0 | 0 | 0
488 |  | BACKFILL PROVIDED FOR FOOTING | CY | 94.3704 |  | 0 | 0 | 0.67725 | 63.9123 | 1 CLAB | 42.1 | 58.0138 | 39.2898 | 3707.7973 | 3707.7973
[6 empty] | 0 | 0 | 0 | 0 |  |  | 0 | 0 | 0 | 0
|  | HAULOFF/IMPORT |  |  |  | 0 | 0 | 0 | 0 |  |  | 0 | 0 | 0 | 0
489 |  | HAULING OFF EXTRA MATERIAL | CY | 3455.5 |  | 0 | 0 | 0.31875 | 1101.4406 | 1 CLAB | 42.1 | 58.0138 | 18.4919 | 63898.7561 | 63898.7561
[6 empty] | 0 | 0 |  | 0 |  |  | 0 | 0 | 0 | 0
| DIV. 32 | EXTERIOR IMPROVEMENTS | SUBTOTAL MATERIAL |  |  | 12923.1472 | 0 |  | SUBTOTAL LABOR |  |  |  | 24288.3818 | 0 | 37211.529 | 52656.6316
[6 empty] | 0 | 0 |  | 0 |  |  | 0 | 0 | 0 | 0
|  | SIDEWALK |  |  |  | 0 | 0 |  | 0 |  |  | 0 | 0 | 0 | 0
490 | C-3 | 4" THK. CONCRETE SIDEWALK OVER COMPACTED SUBGRADE | SF | 1142 | 2.8 | 2.702 | 3085.684 | 0.095 | 108.49 | B-24 | 48.4 | 66.6952 | 6.336 | 7235.7622 | 10321.4462
[6 empty] | 0 | 0 |  | 0 |  |  | 0 | 0 | 0 | 0
|  | JOINTS |  |  |  | 0 | 0 |  | 0 |  |  | 0 | 0 | 0 | 0
491 |  | 1/2" PERFORMED JOINT FILLER FILLED CONTROL JOINTS | LF | 456.8 | 0.94 | 0.9071 | 414.3633 | 0.04 | 18.272 | 1 CARP | 53.15 | 73.2407 | 2.9296 | 1338.2541 | 1752.6174
[6 empty] | 0 | 0 |  | 0 |  |  | 0 | 0 | 0 | 0
|  | DRIVEWAY |  |  |  | 0 | 0 |  | 0 |  |  | 0 | 0 | 0 | 0
492 | C-3 | 6" THK. DRIVEWAY R/W WWF 6x6x10/10 GALVANIZED WIRE MESH OVER COMPACTED SUBGRADE | SF | 196 | 3.69 | 3.5608 | 697.9266 | 0.078 | 15.288 | C14G | 47.35 | 65.2483 | 5.0894 | 997.516 | 1695.4426
[6 empty] | 0 | 0 |  | 0 |  |  | 0 | 0 | 0 | 0
|  | JOINTS |  |  |  | 0 | 0 |  | 0 |  |  | 0 | 0 | 0 | 0
493 |  | 1/2" PERFORMED JOINT FILLER FILLED CONTROL JOINTS | LF | 78.4 | 0.94 | 0.9071 | 71.1166 | 0.04 | 3.136 | 1 CARP | 53.15 | 73.2407 | 2.9296 | 229.6828 | 300.7995
[6 empty] | 0 | 0 |  | 0 |  |  | 0 | 0 | 0 | 0
|  | CURB |  |  |  | 0 | 0 |  | 0 |  |  | 0 | 0 | 0 | 0
494 | C-3 | 9"x20" VERTICAL CONCRETE CURB OVER 8" THK. DENSE GRADED AGGREGATE SUB BASE -COAT CURB WITH A UNIFORM COATING OF POLYMERIZED JOINT ADHESIVE | LF | 78 | 6.47 | 6.2435 | 486.9969 | 0.096 | 7.488 | C-2A | 51.64 | 71.1599 | 6.8314 | 532.8455 | 1019.8424
[6 empty] | 0 | 0 |  | 0 |  |  | 0 | 0 | 0 | 0
|  | JOINTS |  |  |  | 0 | 0 |  | 0 |  |  | 0 | 0 | 0 | 0
495 |  | 1/2" PERFORMED JOINT FILLER FILLED CONTROL JOINTS | LF | 78.4 | 0.94 | 0.9071 | 71.1166 | 0.04 | 3.136 | 1 CARP | 53.15 | 73.2407 | 2.9296 | 229.6828 | 300.7995
[6 empty] | 0 | 0 |  | 0 |  |  | 0 | 0 | 0 | 0
|  | FULL DEPTH PAVEMENT (REMOVAL AND REPAIR) |  |  |  | 0 | 0 |  | 0 |  |  | 0 | 0 | 0 | 0
496 | C-3 | SAWCUT | LF | 146 |  | 0 | 0 | 0.035 | 5.11 | B-89 | 114.74 | 158.1117 | 5.5339 | 807.9509 | 807.9509
497 |  | 2" HOT MIX ASPHALT 12.5M64 SURFACE COURSE OVER 4" THK. HOT MIX ASPHALT 19M64 BASE COURSE OVER 6" THK. DENSE GRADED AGGREGATE BASE COURSE OVER COMPACTED SUBGRADE | SF | 269 | 4.5417 | 4.3827 | 1178.9485 | 0.025 | 6.725 | B-45 | 104.31 | 143.7392 | 3.5935 | 966.646 | 2145.5945
[6 empty] | 0 | 0 |  | 0 |  |  | 0 | 0 | 0 | 0
|  | MILL & OVER LAY |  |  |  | 0 | 0 |  | 0 |  |  | 0 | 0 | 0 | 0
498 | L-1 | MILL & OVER LAY ASPHLAT PAVEMENT | SF | 1467 |  | 0 | 0 | 0.022 | 32.274 | B-45 | 104.31 | 143.7392 | 3.1623 | 4639.0383 | 4639.0383
[6 empty] | 0 | 0 |  | 0 |  |  | 0 | 0 | 0 | 0
|  | PARKING |  |  |  | 0 | 0 |  | 0 |  |  | 0 | 0 | 0 | 0
499 | L-1 | PARKING STRIPING | LF | 82 | 0.95 | 0.91675 | 75.1735 | 0.04 | 3.28 | 1 PORD | 44.4 | 61.1832 | 2.4473 | 200.6809 | 275.8544
500 |  | TRAFFIC DIRECTION SYMBOL | EA | 12 | 85 | 82.025 | 984.3 | 2.25 | 27 | 1 PORD | 44.4 | 61.1832 | 137.6622 | 1651.9464 | 2636.2464
501 |  | 8'-6"x17'-0" VEHICAL PARKING STALL (PROVIDE PARTITIONS) | EA | 7 | 22.5 | 21.7125 | 151.9875 | 0.2 | 1.4 | 1 PORD | 44.4 | 61.1832 | 12.2366 | 85.6565 | 237.644
502 |  | BIKE RACK | EA | 2 | 430 | 414.95 | 829.9 | 1.995 | 3.99 | 2 CLAB | 42.1 | 58.0138 | 115.7375 | 231.4751 | 1061.3751
[6 empty] | 0 | 0 |  | 0 |  |  | 0 | 0 | 0 | 0
|  | SITE ELECTRICAL |  |  |  | 0 | 0 |  | 0 |  |  | 0 | 0 | 0 | 0
503 | L-1 | WALL MOUNTED LIGHTING FIXTURE MODEL: MIMIK 20 21W 730 A60/W EM3H LLF: 1.00 LAMP: MMK200 3K T4 EMPK | EA | 4 | 320 | 308.8 | 1235.2 | 1.25 | 5 | 1 ELEC | 61.3 | 84.4714 | 105.5892 | 422.357 | 1657.557
[6 empty] | 0 | 0 |  | 0 |  |  | 0 | 0 | 0 | 0
|  | LANDSCAPE |  |  |  | 0 | 0 |  | 0 |  |  | 0 | 0 | 0 | 0
504 | L-1 | 3'-0"x7'-0" LANDSCAPE STRIP | EA | 3 | 72 | 69.48 | 208.44 | 0.85 | 2.55 | 1 CLAB | 42.1 | 58.0138 | 49.3117 | 147.9352 | 356.3752
505 |  | CA: TREE BOTANICAL NAME: MALUS COMMON NAME: CRABAPPLE SIZE: 7'-8' | EA | 2 | 185 | 178.525 | 357.05 | 1.599 | 3.198 | B-17 | 66.59 | 91.761 | 146.7259 | 293.4517 | 650.5017
[6 empty] | 0 | 0 |  | 0 |  |  | 0 | 0 | 0 | 0
|  | SHRUBS |  |  |  | 0 | 0 |  | 0 |  |  | 0 | 0 | 0 | 0
506 |  | SG: BOTANICAL NAME: GERANUIM MACULATUM COMMON NAME: SPOTTED GERANIUM SIZE: 4" MATURE SIZE: 1'-1.5' | EA | 24 | 16.5 | 15.9225 | 382.14 | 0.426 | 10.224 | B-17 | 66.59 | 91.761 | 39.0902 | 938.1647 | 1320.3047
507 |  | WS: BOTANICAL NAME: ARTEMISIA LUDOVICIANA COMMON NAME: WHITE SAGEBUSH1 SIZE: 1'-1.5' MATURE SIZE: 3' | EA | 6 | 22.5 | 21.7125 | 130.275 | 0.426 | 2.556 | B-17 | 66.59 | 91.761 | 39.0902 | 234.5412 | 364.8162
[6 empty] | 0 | 0 |  | 0 |  |  | 0 | 0 | 0 | 0
|  | EROSION CONTROL |  |  |  | 0 | 0 |  | 0 |  |  | 0 | 0 | 0 | 0
[6 empty] | 0 | 0 |  | 0 |  |  | 0 | 0 | 0 | 0
| C-4 | CONSTRUCTION ENTRANCE |  |  |  | 0 | 0 |  | 0 |  |  | 0 | 0 | 0 | 0
508 |  | 6" THK. CRUSHED STONE CONSTRUCTION ENTRANCE | SF | 678 | 1.25 | 1.2063 | 817.8375 | 0.042 | 28.476 | 1 CLAB | 42.1 | 58.0138 | 2.4366 | 1652.001 | 2469.8385
[6 empty] | 0 | 0 |  | 0 |  |  | 0 | 0 | 0 | 0
|  | SILT FENCE |  |  |  | 0 | 0 |  | 0 |  |  | 0 | 0 | 0 | 0
509 |  | 2'-0" HIGH SILT FENCE FABRIC W/ 6" MIN. EMBEDEDMENT -PROVIDE 4'-0" HIGH METAL POSTS @8'-0" O.C. | LF | 413 | 3.69 | 3.5608 | 1470.631 | 0.037 | 15.281 | B-80C | 54.23 | 74.7289 | 2.765 | 1141.9329 | 2612.564
[6 empty] | 0 | 0 |  | 0 |  |  | 0 | 0 | 0 | 0
|  | STOCKPILE |  |  |  | 0 | 0 |  | 0 |  |  | 0 | 0 | 0 | 0
510 |  | SOIL STOCKPILE W/ PLASTIC COVER PROVIDE STRAW BALES | SF | 155 | 1.2 | 1.158 | 179.49 | 0.018 | 2.79 | B-1 | 42.77 | 58.9371 | 1.0609 | 164.4344 | 343.9244
[6 empty] | 0 | 0 |  | 0 |  |  | 0 | 0 | 0 | 0
|  | INLET PROTECTION |  |  |  | 0 | 0 |  | 0 |  |  | 0 | 0 | 0 | 0
511 |  | INLET PROTECTION: -BAG W/ DUMP STRAPS ( 2 EA) - EXPANSION RESTRAINT NYLON ROPE " FLAT WASHERS - OPTIONAL OIL ABSORBENT PILLOW | EA | 2 | 49 | 47.285 | 94.57 | 1 | 2 | B62 | 53.13 | 73.2131 | 73.2131 | 146.4263 | 240.9963
[6 empty] | 0 | 0 |  | 0 |  |  | 0 | 0 | 0 | 0
| DIV. 33 | UTILITIES | SUBTOTAL MATERIAL |  |  | 42344.2054 | 0 |  | SUBTOTAL LABOR |  |  |  | 45323.5311 | 0 | 87667.7365 | 123646.3203
[6 empty] | 0 | 0 |  | 0 |  |  | 0 | 0 | 0 | 0
|  | UNDERGROUND PIPING/LINES |  |  |  | 0 | 0 |  | 0 |  |  | 0 | 0 | 0 | 0
512 | C-3 | 3" RIGID METALLIC ELECTRCIAL CONDUIT | LF | 22 | 13.7 | 13.2205 | 290.851 | 0.16 | 3.52 | 2 ELEC | 61.3 | 84.4714 | 13.5154 | 297.3393 | 588.1903
513 |  | 6" DIA. DIP WATER LINE | LF | 31 | 51 | 49.215 | 1525.665 | 0.25 | 7.75 | B-21A | 62.99 | 86.8002 | 21.7001 | 672.7017 | 2198.3667
514 |  | 6" DIA. PVC STORM PIPE | LF | 55 | 20.5 | 19.7825 | 1088.0375 | 0.61207 | 33.6638 | Q-1 | 58 | 79.924 | 48.919 | 2690.545 | 3778.5825
515 |  | 18" DIA. SEWER MAIN (VERIFY EXISTANCE) | LF | 201 | 30 | 28.95 | 5818.95 | 0.26752 | 53.7714 | B-21 | 55.51 | 76.4928 | 20.4633 | 4113.1233 | 9932.0733
516 |  | GAS LINE | LF | 41 | 8.55 | 8.2508 | 338.2808 | 0.28783 | 11.8012 | B-20A | 50.55 | 69.6579 | 20.0499 | 822.0459 | 1160.3266
[6 empty] | 0 | 0 |  | 0 |  |  | 0 | 0 | 0 | 0
|  | DEVICES |  |  |  | 0 | 0 |  | 0 |  |  | 0 | 0 | 0 | 0
517 | C-3 | 35'-0"x6'-0"x5'-10" STORM WATER TANK -ACCESS PORT COVER -LADDER RUNG -STEEL PLATE W/ 2-1/2" ORIFICE -CURB CAP | EA | 1 | 13600 | 13124 | 13124 | 12.525 | 12.525 | B-13 | 56.41 | 77.733 | 973.6056 | 973.6056 | 14097.6056
518 |  | BACKFLOW PREVENTOR VALVE | EA | 1 | 1250 | 1206.25 | 1206.25 | 3.225 | 3.225 | Q-1 | 58 | 79.924 | 257.7549 | 257.7549 | 1464.0049
519 |  | CO: CLEANOUT | EA | 2 | 284 | 274.06 | 548.12 | 1.333 | 2.666 | 1 PLUM | 64.45 | 88.8121 | 118.3865 | 236.7731 | 784.8931
520 |  | GAS VALVE | EA | 1 | 68.5 | 66.1025 | 66.1025 | 0.788 | 0.788 | 1 PLUM | 64.45 | 88.8121 | 69.9839 | 69.9839 | 136.0864
521 |  | WATER VALVE | EA | 2 | 105 | 101.325 | 202.65 | 0.875 | 1.75 | 1 PLUM | 64.45 | 88.8121 | 77.7106 | 155.4212 | 358.0712
522 |  | 60" DIA x 9'-0" HIGH SEWER MANHOLE | EA | 2 | 5950 | 5741.75 | 11483.5 | 65.5912 | 131.1824 | B-13 | 56.41 | 77.733 | 5098.6 | 10197.2 | 21680.7
[6 empty] | 0 | 0 |  | 0 |  |  | 0 | 0 | 0 | 0
|  | EARTHWORK |  |  |  | 0 | 0 |  | 0 |  |  | 0 | 0 | 0 | 0
523 | C-3 | EXCAVATION | CY | 194.4444 |  | 0 | 0 | 1.2735 | 247.625 | 1 CLAB | 42.1 | 58.0138 | 73.8806 | 14365.6672 | 14365.6672
524 |  | 3/4" CLEAN STONE BEDDING | CY | 38.8889 | 42.5 | 41.0125 | 1594.9306 | 0.67725 | 26.3375 | 1 CLAB | 42.1 | 58.0138 | 39.2898 | 1527.9385 | 3122.869
525 |  | VIRGIN DENSE GRADED | CY | 136.1111 | 38.5 | 37.1525 | 5056.8681 | 0.67725 | 92.1813 | 1 CLAB | 42.1 | 58.0138 | 39.2898 | 5347.7846 | 10404.6527
526 |  | HAULOFF EXTRA MATERIAL | CY | 194.4444 |  | 0 | 0 | 0.31875 | 61.9792 | 1 CLAB | 42.1 | 58.0138 | 18.4919 | 3595.647 | 3595.647
[6 empty] | 0 | 0 |  | 0 |  |  | 0 | 0 | 0 | 0